## Model Info
Model Version Date: | 2022-04-28 | Updates
| 2022-11-14 | Removed protection on Cells D10-E13 on User Inputs
Clickable Links
https://ag.umass.edu/solarplanning
ag.umass.edu/solarplanning3
ag.umass.edu/solarplanning3

## User Inputs
User Inputs
This sheet provides the full set of input data that effects financial outcomes. Below the input tables, user can input discount rates to evaluate net present values of project cash flows. After changing any input values, user can still reference the default values which are provided in a lock table at the bottom of this worksheet.
| Ownership Scenario |  |  | Solar Project Specifications and Federal/State Incentives | [8 empty] | Net Metering and Local Agreements |  |  |  | Loan and Flip Information
[17 empty] | First Owner Loan | [5 empty] | Second Owner Loan
| Project Ownership and Financial Scenario | Initial Owner - Location in Economy | Tax Status and Benefits for Initial Project Owner | Solar Installed Cost | Solar Array Capacity | Federal ITC | State Solar Income Tax Credit | Electricity Avoided Retail Rate (Year 1) | Electricity Retail Annual Escalation Rate | Solar Tariff Rate | Solar Tariff Term | REC Price (post tariff) | Electric or Net-Metering Off-Taker Discount | Percent of Offtakers in Local Economy | PILOT Payment Agreement | Land Lease Payment Agreement | Percent Project Cost (after ITC reduction) Financed w/ Cash | Loan Annual Interest Rate | Loan Term | Local Lender | Owner-ship Flip Year | Flip Buy-Out % of Initial or $ | Percent Project Cost Financed w/ Cash | Loan Annual Interest Rate | Loan Term | Local Lender
|  |  |  | $/WDC | kWDC |  |  | per kWh |  | per kWh | years | per MWh |  |  | annually, per MW |  |  |  | years | Yes / No | =0 if no flip |  |  |  | years | Yes / No
Tab ID | Inputs in this Row will copy to each Scenario. User can override common inputs by entering inputs specific to each Scenario in its Row below. |  |  | 2.1 | 1000 | 26% | 0 | 0.15 | 2% | 0.2 | 20 | 25 |  |  |  |  | 40% | 6%
A | Third Party | Outside Economy | Taxable (ITC/MACRS/DebtInt) | 2.1 | 1000 | 26% | 0 | 0.15 | 2% | 0.2 | 20 | 25 | 10% | 20% | 12500 | 12500 | 40% | 6% | 15 | No | 0
B | Third Party Flip | Outside Economy | Taxable (ITC/MACRS/DebtInt) | 2.1 | 1000 | 26% | 0 | 0.15 | 2% | 0.2 | 20 | 25 | 10% | 60% | 12500 | 12500 | 40% | 6% | 10 | No | 10 | 0.25 | 0.4 | 0.06 | 10 | Yes
C | Community Owned (taxable) | Local Economy | Taxable (ITC/MACRS/DebtInt) | 2.1 | 1000 | 26% | 0 | 0.15 | 2% | 0.2 | 20 | 25 | 25% | 100% | 5000 | 5000 | 40% | 6% | 15 | Yes | 0
D | Community Owned (non-taxable) | Local Economy | Non-Taxable (no ITC/MACRS/DebtInt) | 2.1 | 1000 | 26% | 0 | 0.15 | 2% | 0.2 | 20 | 25 | 15% | 100% | 5000 | 5000 | 40% | 6% | 15 | Yes | 0
Notes on Inputs | Ownership Scenario Modeled, as more fully described in Model Info. | User needs to consider their own geographical extent of the Local Economy. Typically, third-party owners are located in the Outside Economy, and Community Owners are within the Local Economy. | Tax Status impact ability of owner to gain financial tax benefits of the federal Investment Tax Credit (ITC) and MACRS Accelerated Depreciation. Municipalities, non-profits, and entities without sufficient tax liabilities should choose Non-Taxable. Tax equity and corporate owners can access ITC and MACRS if sufficient tax liability. Residential owners with sufficient tax liability can access ITC but not MACRS. | Input "all-in" investment cost of installed solar, inclusive of development, permitting and interconnection costs. | Input specific project size in DC. Note, capacity and installed cost are correlated and should be entered respectively. Default of 1 MW and $2.10/W is used to represent moderate scale ground-mounted array in MA. | Federal ITC per IRS code is scheduled to decrease over time, and is regularly subject to legislative change. Check to confirm current value. | State solar tax credit in MA is limited to $1000 only for resdiential projects. Enter value in $ if applicable. | Enter full retail volumetric (per kWh) rate of electricity bill paid by solar net metering offtakers or solar host. | Enter assumption of electricity retail rate escalation over the project period. | Solar tariff rate in MA (2021) is prescribed by the SMART program, and depends on the attributes of the solar project, the tariff block in which the project is qualified, and the electric distribution territory in which the project is interconnected. See SMART program guideline and tariff status to confirm tariff rate. MA Solar Tariff Term is 20 years for projects over 25 kW, and 10 years for projects 25 kW or smaller. |  | After the solar tariff term, projects are eligible to generate and sell RPS Class I RECs. Enter anticipated price. | Solar owners typically arrange to sell electricity to host loads, or net metering credits to "offtakers" at a discount compared to their electric rates. Host or offtakers use these credits to displace electricity purchased. | Offtaker discounts reduce energy expenditures and hence provide more disposable income for residences or revenue for businesses or government. Enter the extent to which offtakers are located within the Local Economy. | Non-residential solar projects typically compensate host municipal government with a Payment In Lieu of Taxes (PILOT). Enter value in $/year per MW of capacity. | Non-residential solar projects typically compensate host land owners through a land lease payment. Enter value in $/year per MW of capacity. | Enter the percentage of the project investment (after ITC is subtracted from the total cost) that is being covered with cash. The amount of the debt service (loan principle) is calculated as the total project cost minus the ITC minus the cash investment. Model assumes the federal ITC (if applicable) is received at the start of the project, reducing the required initial investment. Note that in some cases the ITC is received over the first several years of the project. Model does not include loan service fees. Interest payments to lenders are cash flows that represent business income. Interest payments to local lenders will accrue to local economy. |  |  |  | For ownership flip scenarios, enter project year in which the project is sold to the second owner. | Enter the price paid by the second owner either as a decimal for the % of the project initial cost, or as a set $ value. | For Debt service on the buy-out of the solar project, enter the financial terms. Model does not include loan service fees. Interest payments to lenders are cash flows that represent business income. Interest payments to local lenders will accrue to local economy.
| 2 | 3 | 4 | 5 | 6 | 7 | 8 | 9 | 10 | 11 | 12 | 13 | 14 | 15 | 16 | 17 | 18 | 19 | 20 | 21 | 22 | 23 | 24 | 25 | 26 | 27
Column No. for Vlookup
Common Inputs Across all Scenarios
Solar Performance and Lifetime
| Annual Net Capacity Factor | 0.133
| Annual Production Degradation | 0.5%
| Project (Cash Flow) Life | 25 | Years (must be <=30 yrs)
Project Operation and Maintenance Costs
| Annual Operations and Maintenance Cost Factor (include any Escrow payment for decomissioning) | 10 | $/kW/Year
|  | 2.5% | O&M escalation rate
| Future Inverter Replacement Cost | 0.07 | $/Watt (DC STC)
| Inverter Life, replace Every X Years | 10 | Years (must be less than project life)
Federal and State Tax Rates
| Fedieral Tax Rate | 21% | After-tax cash flows are considered as applicable for taxable owners. Second owners after flip take on project finance after ITC and MACRS, but are assumed taxable and able to benefit from tax reductions on loan interest payments.
| State Tax Rate | 8%
Discount Rates to Evaluate NPV of Cash Flows to Recipients
| Cash Flow Recipient | Discount Rate for NPV | Enter Discount Rates for calculation of Net Present Values of project cash flows. Discount Rates are applied separately to each recipient, but commonly across ownership scenarios.
| Outside Economy (aggregate) | 6%
| Original Owner | 6%
| Offtakers Outside Economy | 6%
| Lender Outside Economy | 6%
| Local Economy (aggregate) | 6%
| Original Owner - Local | 6%
| Local Owner after Flip | 6%
| Offtakers Local Economy | 6%
| Lender Local Economy | 6%
| Community PILOT / Lease | 6%
Default Input Values (to restore user inputs if necessary)
| Input Data Table - Default Values (locked) |  | per Model Version No. | 2022-04-28
| Ownership Scenario |  |  | Solar Project Specifications and Federal/State Incentives | [8 empty] | Net Metering and Local Agreements |  |  |  | Loan and Flip Information
[17 empty] | First Owner Loan | [5 empty] | Second Owner Loan
| Project Ownership and Financial Scenario | Initial Owner - Location in Economy | Tax Status and Benefits for Initial Project Owner | Solar Installed Cost | Solar Array Capacity | Federal ITC | State Solar Income Tax Credit | Electricity Displaced Retail Rate (Year 1) | Electricity Retail Annual Escalation Rate | Solar Tariff Rate | Solar Tariff Term | REC Price (post tariff) | Electric or Net-Metering Off-Taker Discount | Percent of Offtakers in Local Economy | PILOT Payment Agreement | Land Lease Payment Agreement | Percent Project Cost Financed w/ Cash | Loan Annual Interest Rate | Loan Term | Local Lender | Owner-ship Flip Year | Flip Buy-Out % of Initial or $ | Percent Project Cost Financed w/ Cash | Loan Annual Interest Rate | Loan Term | Local Lender
|  |  |  | $/W | kW (AC) |  |  | per kWh |  | per kWh | years | per MWh |  |  | annually, per MW |  |  |  | years | Yes / No | =0 if no flip |  |  |  | years | Yes / No
|  |  |  | 2.1 | 1000 | 26% | 0 | 0.15 | 2% | 0.2 | 20 | 25 |  |  |  |  | 40% | 6%
| Third Party | Outside Economy | Taxable (ITC/MACRS/DebtInt) | 2.1 | 1000 | 26% | 0 | 0.15 | 2% | 0.2 | 20 | 25 | 10% | 20% | 12500 | 12500 | 40% | 6% | 15 | No | 0
| Third Party Flip | Outside Economy | Taxable (ITC/MACRS/DebtInt) | 2.1 | 1000 | 26% | 0 | 0.15 | 2% | 0.2 | 20 | 25 | 10% | 60% | 12500 | 12500 | 40% | 6% | 10 | No | 10 | 0.25 | 0.4 | 0.06 | 10 | Yes
| Community Owned (taxable) | Local Economy | Taxable (ITC/MACRS/DebtInt) | 2.1 | 1000 | 26% | 0 | 0.15 | 2% | 0.2 | 20 | 25 | 25% | 100% | 5000 | 5000 | 40% | 6% | 15 | Yes | 0
| Community Owned (non-taxable) | Local Economy | Non-Taxable (no ITC/MACRS/DebtInt) | 2.1 | 1000 | 26% | 0 | 0.15 | 2% | 0.2 | 20 | 25 | 15% | 100% | 5000 | 5000 | 40% | 6% | 15 | Yes | 0
| Drop down menu - Col E |  | Financial Sheets Ref. | Depreciation | Fed ITC
| Non-Taxable (no ITC/MACRS/DebtInt) |  | Taxable (Corporation) | MACRS | Yes
| Taxable (ITC/MACRS/DebtInt) |  | Taxable (Residential) | none | Yes
| Taxable (ITC) |  | Non-Taxable | none | No

## Results Summary
| NPV of Cash Flow to Local and Outside Recipients | Lifetime Cash Flow to Local and Outside Economy | LOCAL Economy Benefit & Risk |  |  |  | OUTSIDE Economy Benefit & Risk
|  |  | NPV of Cash Flows (including Investment) | Investment Risk (Debt + Equity) | Initial Owner Rate of Return | Flip Owner Rate of Return | NPV of Cash Flows (including Investment) | Investment Risk (Debt + Equity) | Initial Owner Rate of Return
Third Party |  |  | 371000 | 0 |  |  | 989000 | 1554000 | 13.13%
Third Party Flip |  |  | 888000 | 525000 |  | 37.25% | 408000 | 1029000 | 7.194%
Community Owned (taxable) |  |  | 1413000 | 1554000 | 10.9% |  | 0 | 0
Community Owned (non-taxable) |  |  | 1096000 | 2100000 | 6.781% |  | 0 | 0

## Cash Flow Tables
Data Tables - Cash Flows by Recipient for each Ownership Scenario (consolidated from Tabs A-D)
For Display/Graphing only, these cells are locked
| Discount Rate | NPV Cash Flow | Owner IRR (unlevered) | Year | Year | Year | Year | Year | Year | Year | Year | Year | Year | Year | Year | Year | Year | Year | Year | Year | Year | Year | Year | Year | Year | Year | Year | Year | Year | Year | Year | Year | Year | Year
|  |  |  | 0 | 1 | 2 | 3 | 4 | 5 | 6 | 7 | 8 | 9 | 10 | 11 | 12 | 13 | 14 | 15 | 16 | 17 | 18 | 19 | 20 | 21 | 22 | 23 | 24 | 25 | 26 | 27 | 28 | 29 | 30
Sheet ID: A |  |  |  | 17: 10
Third Party
Outside Economy |  |  |  | 10: 0.25; 12: 5000
Original Owner - Outside | 6% | 417956.9828 | 13.13% | -621600 | 127231.7463 | 171397.7722 | 120371.1112 | 88943.2868 | 86933.5651 | 62773.8584 | 38560.5563 | 36389.8757 | 34159.0668 | -19011.4218 | 29502.6535 | 27069.3189 | 24560.3707 | 21971.3612 | 19297.5846 | 112536.5425 | 111251.676 | 109960.6376 | 108663.1906 | 56483.0937 | 142733.753 | 144629.8453 | 146553.0876 | 148503.7998 | 150482.3047 | 0 | 0 | 0 | 0 | 0
Offtakers Outside Economy | 6% | 205456.0712 |  | 0 | 13980.96 | 14189.2763 | 14400.6965 | 14615.2669 | 14833.0344 | 15054.0466 | 15278.3519 | 15505.9993 | 15737.0387 | 15971.5206 | 16209.4962 | 16451.0177 | 16696.1379 | 16944.9104 | 17197.3895 | 17453.6306 | 17713.6897 | 17977.6237 | 18245.4903 | 18517.3481 | 18793.2566 | 19073.2761 | 19357.4679 | 19645.8942 | 19938.618 | 0 | 0 | 0 | 0 | 0
Lender Outside Economy | 6% | 365534.7012 |  | 0 | 55944 | 53540.4911 | 50992.7717 | 48292.1892 | 45429.5717 | 42395.1971 | 39178.76 | 35769.3368 | 32155.3481 | 28324.5201 | 24263.8425 | 19959.5242 | 15396.9468 | 10560.6147 | 5434.1027 | 0 | 0 | 0 | 0 | 0 | 0 | 0 | 0 | 0 | 0 | 0 | 0 | 0 | 0 | 0
Local Economy
Original Owner - Local | 6% | 0 |  | 0 | 0 | 0 | 0 | 0 | 0 | 0 | 0 | 0 | 0 | 0 | 0 | 0 | 0 | 0 | 0 | 0 | 0 | 0 | 0 | 0 | 0 | 0 | 0 | 0 | 0 | 0 | 0 | 0 | 0 | 0
Local Owner after Flip | 6% | 0 |  | 0 | 0 | 0 | 0 | 0 | 0 | 0 | 0 | 0 | 0 | 0 | 0 | 0 | 0 | 0 | 0 | 0 | 0 | 0 | 0 | 0 | 0 | 0 | 0 | 0 | 0 | 0 | 0 | 0 | 0 | 0
Offtakers Local Economy | 6% | 51364.0178 |  | 0 | 3495.24 | 3547.3191 | 3600.1741 | 3653.8167 | 3708.2586 | 3763.5116 | 3819.588 | 3876.4998 | 3934.2597 | 3992.8801 | 4052.3741 | 4112.7544 | 4174.0345 | 4236.2276 | 4299.3474 | 4363.4077 | 4428.4224 | 4494.4059 | 4561.3726 | 4629.337 | 4698.3141 | 4768.319 | 4839.367 | 4911.4735 | 4984.6545 | 0 | 0 | 0 | 0 | 0
Lender Local Economy | 6% | 0 |  | 0 | 0 | 0 | 0 | 0 | 0 | 0 | 0 | 0 | 0 | 0 | 0 | 0 | 0 | 0 | 0 | 0 | 0 | 0 | 0 | 0 | 0 | 0 | 0 | 0 | 0 | 0 | 0 | 0 | 0 | 0
Community PILOT / Lease | 6% | 319583.904 |  | 0 | 25000 | 25000 | 25000 | 25000 | 25000 | 25000 | 25000 | 25000 | 25000 | 25000 | 25000 | 25000 | 25000 | 25000 | 25000 | 25000 | 25000 | 25000 | 25000 | 25000 | 25000 | 25000 | 25000 | 25000 | 25000 | 0 | 0 | 0 | 0 | 0
Total |  | 1359895.6771 |  | -621600 | 225651.9463 | 267674.8587 | 214364.7536 | 180504.5596 | 175904.4297 | 148986.6138 | 121837.2562 | 116541.7117 | 110985.7133 | 54277.4991 | 99028.3663 | 92592.6153 | 85827.4898 | 78713.1138 | 71228.4242 | 159353.5808 | 158393.7882 | 157432.6672 | 156470.0535 | 104629.7788 | 191225.3238 | 193471.4404 | 195749.9225 | 198061.1676 | 200405.5773 | 0 | 0 | 0 | 0 | 0
Local Economy | 6% | 370947.9218 |  | 0 | 28495.24 | 28547.3191 | 28600.1741 | 28653.8167 | 28708.2586 | 28763.5116 | 28819.588 | 28876.4998 | 28934.2597 | 28992.8801 | 29052.3741 | 29112.7544 | 29174.0345 | 29236.2276 | 29299.3474 | 29363.4077 | 29428.4224 | 29494.4059 | 29561.3726 | 29629.337 | 29698.3141 | 29768.319 | 29839.367 | 29911.4735 | 29984.6545 | 0 | 0 | 0 | 0 | 0
Outside Economy | 6% | 988947.7553 |  | -621600 | 197156.7063 | 239127.5396 | 185764.5795 | 151850.7429 | 147196.1711 | 120223.1021 | 93017.6683 | 87665.2118 | 82051.4537 | 25284.619 | 69975.9922 | 63479.8608 | 56653.4553 | 49476.8862 | 41929.0768 | 129990.1731 | 128965.3658 | 127938.2613 | 126908.6809 | 75000.4418 | 161527.0096 | 163703.1214 | 165910.5555 | 168149.694 | 170420.9228 | 0 | 0 | 0 | 0 | 0
Cumulative - Local | 0% | 729945.3596 |  | 0 | 28495.24 | 57042.5591 | 85642.7332 | 114296.5499 | 143004.8085 | 171768.3202 | 200587.9081 | 229464.408 | 258398.6677 | 287391.5478 | 316443.9219 | 345556.6763 | 374730.7108 | 403966.9384 | 433266.2857 | 462629.6934 | 492058.1158 | 521552.5218 | 551113.8943 | 580743.2314 | 610441.5455 | 640209.8645 | 670049.2315 | 699960.7051 | 729945.3596 | 729945.3596 | 729945.3596 | 729945.3596 | 729945.3596 | 729945.3596
Cumulative - Outside | 0% | 2407767.2921 |  | -621600 | -424443.2937 | -185315.754 | 448.8255 | 152299.5684 | 299495.7395 | 419718.8416 | 512736.5099 | 600401.7217 | 682453.1754 | 707737.7943 | 777713.7865 | 841193.6474 | 897847.1027 | 947323.989 | 989253.0658 | 1119243.2389 | 1248208.6047 | 1376146.866 | 1503055.5469 | 1578055.9887 | 1739582.9983 | 1903286.1197 | 2069196.6753 | 2237346.3693 | 2407767.2921 | 2407767.2921 | 2407767.2921 | 2407767.2921 | 2407767.2921 | 2407767.2921
Local Investment Risk (Debt + Equity) | 0% | 0 |  | 0 | 0 | 0 | 0 | 0 | 0 | 0 | 0 | 0 | 0 | 0 | 0 | 0 | 0 | 0 | 0 | 0 | 0 | 0 | 0 | 0 | 0 | 0 | 0 | 0 | 0 | 0 | 0 | 0 | 0 | 0
Outside Investment Risk (Debt + Equity) | 0% | 1554000 |  | 0 | 0 | 0 | 0 | 0 | 0 | 0 | 0 | 0 | 0 | 0 | 0 | 0 | 0 | 0 | 0 | 0 | 0 | 0 | 0 | 0 | 0 | 0 | 0 | 0 | 0 | 0 | 0 | 0 | 0 | 0
Sheet ID: B
Third Party Flip
Outside Economy
Original Owner - Outside | 6% | 39745.5012 | 7.194% | -621600 | 96550.9432 | 140214.0493 | 88654.2935 | 56661.3885 | 54052.6813 | 29258.0501 | 4371.7279 | 1487.6461 | -1499.3682 | 469528.5656 | 0 | 0 | 0 | 0 | 0 | 0 | 0 | 0 | 0 | 0 | 0 | 0 | 0 | 0 | 0 | 0 | 0 | 0 | 0 | 0
Offtakers Outside Economy | 6% | 102728.0356 |  | 0 | 6990.48 | 7094.6382 | 7200.3483 | 7307.6334 | 7416.5172 | 7527.0233 | 7639.1759 | 7752.9997 | 7868.5194 | 7985.7603 | 8104.7481 | 8225.5089 | 8348.069 | 8472.4552 | 8598.6948 | 8726.8153 | 8856.8449 | 8988.8119 | 9122.7451 | 9258.6741 | 9396.6283 | 9536.6381 | 9678.734 | 9822.9471 | 9969.309 | 0 | 0 | 0 | 0 | 0
Lender Outside Economy | 6% | 265048.2618 |  | 0 | 55944 | 51699.6429 | 47200.6245 | 42431.6649 | 37376.5677 | 32018.1647 | 26338.2576 | 20317.556 | 13935.6123 | 7170.7519 | 0 | 0 | 0 | 0 | 0 | 0 | 0 | 0 | 0 | 0 | 0 | 0 | 0 | 0 | 0 | 0 | 0 | 0 | 0 | 0
Local Economy
Original Owner - Local | 6% | 0 |  | 0 | 0 | 0 | 0 | 0 | 0 | 0 | 0 | 0 | 0 | 0 | 0 | 0 | 0 | 0 | 0 | 0 | 0 | 0 | 0 | 0 | 0 | 0 | 0 | 0 | 0 | 0 | 0 | 0 | 0 | 0
Local Owner after Flip | 6% | 364418.7308 | 37.25% | 0 | 0 | 0 | 0 | 0 | 0 | 0 | 0 | 0 | 0 | -210000 | 81241.326 | 79592.1885 | 77914.4892 | 76206.6035 | 74466.8182 | 72693.3257 | 70884.2192 | 69037.4863 | 67151.0031 | 14346.5279 | 142733.753 | 144629.8453 | 146553.0876 | 148503.7998 | 150482.3047 | 0 | 0 | 0 | 0 | 0
Offtakers Local Economy | 6% | 154092.0534 |  | 0 | 10485.72 | 10641.9572 | 10800.5224 | 10961.4502 | 11124.7758 | 11290.5349 | 11458.7639 | 11629.4995 | 11802.779 | 11978.6404 | 12157.1222 | 12338.2633 | 12522.1034 | 12708.6828 | 12898.0421 | 13090.223 | 13285.2673 | 13483.2178 | 13684.1177 | 13888.0111 | 14094.9424 | 14304.9571 | 14518.1009 | 14734.4206 | 14953.9635 | 0 | 0 | 0 | 0 | 0
Lender Local Economy | 6% | 50000.5287 |  | 0 | 0 | 0 | 0 | 0 | 0 | 0 | 0 | 0 | 0 | 0 | 18900 | 17466.0956 | 15946.1569 | 14335.0219 | 12627.2188 | 10816.9475 | 8898.06 | 6864.0392 | 4707.9771 | 2422.5513 | 0 | 0 | 0 | 0 | 0 | 0 | 0 | 0 | 0 | 0
Community PILOT / Lease | 6% | 319583.904 |  | 0 | 25000 | 25000 | 25000 | 25000 | 25000 | 25000 | 25000 | 25000 | 25000 | 25000 | 25000 | 25000 | 25000 | 25000 | 25000 | 25000 | 25000 | 25000 | 25000 | 25000 | 25000 | 25000 | 25000 | 25000 | 25000 | 0 | 0 | 0 | 0 | 0
Total |  | 1295617.0156 |  | -621600 | 194971.1432 | 234650.2877 | 178855.7886 | 142362.137 | 134970.542 | 105093.773 | 74807.9253 | 66187.7012 | 57107.5425 | 311663.7183 | 145403.1963 | 142622.0563 | 139730.8185 | 136722.7634 | 133590.7739 | 130327.3116 | 126924.3913 | 123373.5551 | 119665.8431 | 64915.7644 | 191225.3238 | 193471.4404 | 195749.9225 | 198061.1676 | 200405.5773 | 0 | 0 | 0 | 0 | 0
Local Economy | 6% | 888095.217 |  | 0 | 35485.72 | 35641.9572 | 35800.5224 | 35961.4502 | 36124.7758 | 36290.5349 | 36458.7639 | 36629.4995 | 36802.779 | -173021.3596 | 137298.4482 | 134396.5474 | 131382.7495 | 128250.3082 | 124992.0791 | 121600.4962 | 118067.5465 | 114384.7432 | 110543.098 | 55657.0903 | 181828.6955 | 183934.8024 | 186071.1886 | 188238.2205 | 190436.2683 | 0 | 0 | 0 | 0 | 0
Outside Economy | 6% | 407521.7987 |  | -621600 | 159485.4232 | 199008.3304 | 143055.2662 | 106400.6868 | 98845.7662 | 68803.2381 | 38349.1614 | 29558.2017 | 20304.7635 | 484685.0779 | 8104.7481 | 8225.5089 | 8348.069 | 8472.4552 | 8598.6948 | 8726.8153 | 8856.8449 | 8988.8119 | 9122.7451 | 9258.6741 | 9396.6283 | 9536.6381 | 9678.734 | 9822.9471 | 9969.309 | 0 | 0 | 0 | 0 | 0
Cumulative - Local | 0% | 2259256.9252 |  | 0 | 35485.72 | 71127.6772 | 106928.1996 | 142889.6498 | 179014.4256 | 215304.9605 | 251763.7244 | 288393.2239 | 325196.003 | 152174.6434 | 289473.0916 | 423869.639 | 555252.3885 | 683502.6967 | 808494.7759 | 930095.2721 | 1048162.8186 | 1162547.5618 | 1273090.6598 | 1328747.7501 | 1510576.4455 | 1694511.2479 | 1880582.4365 | 2068820.657 | 2259256.9252 | 2259256.9252 | 2259256.9252 | 2259256.9252 | 2259256.9252 | 2259256.9252
Cumulative - Outside | 0% | 862003.5389 |  | -621600 | -462114.5768 | -263106.2464 | -120050.9802 | -13650.2934 | 85195.4728 | 153998.7109 | 192347.8723 | 221906.074 | 242210.8375 | 726895.9153 | 735000.6635 | 743226.1723 | 751574.2413 | 760046.6965 | 768645.3912 | 777372.2065 | 786229.0514 | 795217.8633 | 804340.6084 | 813599.2825 | 822995.9108 | 832532.5488 | 842211.2828 | 852034.2299 | 862003.5389 | 862003.5389 | 862003.5389 | 862003.5389 | 862003.5389 | 862003.5389
Local Investment Risk (Debt + Equity) | 0% | 525000 |  | 0 | 0 | 0 | 0 | 0 | 0 | 0 | 0 | 0 | 0 | 0 | 0 | 0 | 0 | 0 | 0 | 0 | 0 | 0 | 0 | 0 | 0 | 0 | 0 | 0 | 0 | 0 | 0 | 0 | 0 | 0
Outside Investment Risk (Debt + Equity) | 0% | 1029000 |  | 0 | 0 | 0 | 0 | 0 | 0 | 0 | 0 | 0 | 0 | 0 | 0 | 0 | 0 | 0 | 0 | 0 | 0 | 0 | 0 | 0 | 0 | 0 | 0 | 0 | 0 | 0 | 0 | 0 | 0 | 0
Sheet ID: C
Community Owned (taxable)
Outside Economy
Original Owner - Outside | 6% | 0 |  | 0 | 0 | 0 | 0 | 0 | 0 | 0 | 0 | 0 | 0 | 0 | 0 | 0 | 0 | 0 | 0 | 0 | 0 | 0 | 0 | 0 | 0 | 0 | 0 | 0 | 0 | 0 | 0 | 0 | 0 | 0
Offtakers Outside Economy | 6% | 0 |  | 0 | 0 | 0 | 0 | 0 | 0 | 0 | 0 | 0 | 0 | 0 | 0 | 0 | 0 | 0 | 0 | 0 | 0 | 0 | 0 | 0 | 0 | 0 | 0 | 0 | 0 | 0 | 0 | 0 | 0 | 0
Lender Outside Economy | 6% | 0 |  | 0 | 0 | 0 | 0 | 0 | 0 | 0 | 0 | 0 | 0 | 0 | 0 | 0 | 0 | 0 | 0 | 0 | 0 | 0 | 0 | 0 | 0 | 0 | 0 | 0 | 0 | 0 | 0 | 0 | 0 | 0
Local Economy
Original Owner - Local | 6% | 277335.8706 | 10.9% | -621600 | 119081.1931 | 162963.3359 | 111648.5621 | 79928.3319 | 77621.8475 | 53160.9564 | 28641.9823 | 26161.0751 | 23615.4173 | -29874.6115 | 18315.1625 | 15552.6945 | 12709.7088 | 9781.6846 | 6763.842 | 99653.6074 | 98014.3454 | 96363.6309 | 94701.1487 | 42150.5776 | 128025.2426 | 129539.7383 | 131075.6982 | 132633.3575 | 134212.953 | 0 | 0 | 0 | 0 | 0
Local Owner after Flip | 6% | 0 |  | 0 | 0 | 0 | 0 | 0 | 0 | 0 | 0 | 0 | 0 | 0 | 0 | 0 | 0 | 0 | 0 | 0 | 0 | 0 | 0 | 0 | 0 | 0 | 0 | 0 | 0 | 0 | 0 | 0 | 0 | 0
Offtakers Local Economy | 6% | 642050.2227 |  | 0 | 43690.5 | 44341.4885 | 45002.1766 | 45672.7091 | 46353.2324 | 47043.8956 | 47744.8496 | 48456.2479 | 49178.246 | 49911.0019 | 50654.6758 | 51409.4304 | 52175.431 | 52952.8449 | 53741.8423 | 54542.5957 | 55355.2804 | 56180.0741 | 57017.1572 | 57866.7128 | 58728.9268 | 59603.9879 | 60492.0873 | 61393.4194 | 62308.1813 | 0 | 0 | 0 | 0 | 0
Lender Local Economy | 6% | 365534.7012 |  | 0 | 55944 | 53540.4911 | 50992.7717 | 48292.1892 | 45429.5717 | 42395.1971 | 39178.76 | 35769.3368 | 32155.3481 | 28324.5201 | 24263.8425 | 19959.5242 | 15396.9468 | 10560.6147 | 5434.1027 | 0 | 0 | 0 | 0 | 0 | 0 | 0 | 0 | 0 | 0 | 0 | 0 | 0 | 0 | 0
Community PILOT / Lease | 6% | 127833.5616 |  | 0 | 10000 | 10000 | 10000 | 10000 | 10000 | 10000 | 10000 | 10000 | 10000 | 10000 | 10000 | 10000 | 10000 | 10000 | 10000 | 10000 | 10000 | 10000 | 10000 | 10000 | 10000 | 10000 | 10000 | 10000 | 10000 | 0 | 0 | 0 | 0 | 0
Total |  | 1412754.3561 |  | -621600 | 228715.6931 | 270845.3155 | 217643.5104 | 183893.2301 | 179404.6516 | 152600.0491 | 125565.592 | 120386.6598 | 114949.0114 | 58360.9105 | 103233.6807 | 96921.6491 | 90282.0865 | 83295.1442 | 75939.787 | 164196.2031 | 163369.6258 | 162543.705 | 161718.3059 | 110017.2904 | 196754.1695 | 199143.7261 | 201567.7855 | 204026.7769 | 206521.1343 | 0 | 0 | 0 | 0 | 0
Local Economy | 6% | 1412754.3561 |  | -621600 | 228715.6931 | 270845.3155 | 217643.5104 | 183893.2301 | 179404.6516 | 152600.0491 | 125565.592 | 120386.6598 | 114949.0114 | 58360.9105 | 103233.6807 | 96921.6491 | 90282.0865 | 83295.1442 | 75939.787 | 164196.2031 | 163369.6258 | 162543.705 | 161718.3059 | 110017.2904 | 196754.1695 | 199143.7261 | 201567.7855 | 204026.7769 | 206521.1343 | 0 | 0 | 0 | 0 | 0
Outside Economy | 6% | 0 |  | 0 | 0 | 0 | 0 | 0 | 0 | 0 | 0 | 0 | 0 | 0 | 0 | 0 | 0 | 0 | 0 | 0 | 0 | 0 | 0 | 0 | 0 | 0 | 0 | 0 | 0 | 0 | 0 | 0 | 0 | 0
Cumulative - Local | 0% | 3250295.6934 |  | -621600 | -392884.3069 | -122038.9914 | 95604.519 | 279497.7491 | 458902.4007 | 611502.4498 | 737068.0418 | 857454.7016 | 972403.713 | 1030764.6236 | 1133998.3043 | 1230919.9534 | 1321202.0399 | 1404497.184 | 1480436.971 | 1644633.1741 | 1808002.7999 | 1970546.5048 | 2132264.8107 | 2242282.1011 | 2439036.2706 | 2638179.9967 | 2839747.7822 | 3043774.5591 | 3250295.6934 | 3250295.6934 | 3250295.6934 | 3250295.6934 | 3250295.6934 | 3250295.6934
Cumulative - Outside | 0% | 0 |  | 0 | 0 | 0 | 0 | 0 | 0 | 0 | 0 | 0 | 0 | 0 | 0 | 0 | 0 | 0 | 0 | 0 | 0 | 0 | 0 | 0 | 0 | 0 | 0 | 0 | 0 | 0 | 0 | 0 | 0 | 0
Local Investment Risk (Debt + Equity) | 0% | 1554000 |  | 0 | 0 | 0 | 0 | 0 | 0 | 0 | 0 | 0 | 0 | 0 | 0 | 0 | 0 | 0 | 0 | 0 | 0 | 0 | 0 | 0 | 0 | 0 | 0 | 0 | 0 | 0 | 0 | 0 | 0 | 0
Outside Investment Risk (Debt + Equity) | 0% | 0 |  | 0 | 0 | 0 | 0 | 0 | 0 | 0 | 0 | 0 | 0 | 0 | 0 | 0 | 0 | 0 | 0 | 0 | 0 | 0 | 0 | 0 | 0 | 0 | 0 | 0 | 0 | 0 | 0 | 0 | 0 | 0
Sheet ID: D
Community Owned (non-taxable)
Outside Economy
Original Owner - Outside | 6% | 0 |  | 0 | 0 | 0 | 0 | 0 | 0 | 0 | 0 | 0 | 0 | 0 | 0 | 0 | 0 | 0 | 0 | 0 | 0 | 0 | 0 | 0 | 0 | 0 | 0 | 0 | 0 | 0 | 0 | 0 | 0 | 0
Offtakers Outside Economy | 6% | 0 |  | 0 | 0 | 0 | 0 | 0 | 0 | 0 | 0 | 0 | 0 | 0 | 0 | 0 | 0 | 0 | 0 | 0 | 0 | 0 | 0 | 0 | 0 | 0 | 0 | 0 | 0 | 0 | 0 | 0 | 0 | 0
Lender Outside Economy | 6% | 0 |  | 0 | 0 | 0 | 0 | 0 | 0 | 0 | 0 | 0 | 0 | 0 | 0 | 0 | 0 | 0 | 0 | 0 | 0 | 0 | 0 | 0 | 0 | 0 | 0 | 0 | 0 | 0 | 0 | 0 | 0 | 0
Local Economy
Original Owner - Local | 6% | 89051.1215 | 6.781% | -840000 | 57068.6174 | 55262.9443 | 53451.0268 | 51632.5928 | 49807.3651 | 47975.0614 | 46135.3941 | 44288.0702 | 42432.7911 | -29430.7474 | 38697.1447 | 36816.1513 | 34925.9506 | 33026.2141 | 31116.6073 | 158929.8717 | 156999.4943 | 155058.2031 | 153105.6366 | 81141.4259 | 199640.7763 | 202074.5867 | 204543.145 | 207046.8525 | 209586.1138 | 0 | 0 | 0 | 0 | 0
Local Owner after Flip | 6% | 0 |  | 0 | 0 | 0 | 0 | 0 | 0 | 0 | 0 | 0 | 0 | 0 | 0 | 0 | 0 | 0 | 0 | 0 | 0 | 0 | 0 | 0 | 0 | 0 | 0 | 0 | 0 | 0 | 0 | 0 | 0 | 0
Offtakers Local Economy | 6% | 385230.1336 |  | 0 | 26214.3 | 26604.8931 | 27001.306 | 27403.6254 | 27811.9395 | 28226.3374 | 28646.9098 | 29073.7487 | 29506.9476 | 29946.6011 | 30392.8055 | 30845.6583 | 31305.2586 | 31771.7069 | 32245.1054 | 32725.5574 | 33213.1682 | 33708.0444 | 34210.2943 | 34720.0277 | 35237.3561 | 35762.3927 | 36295.2524 | 36836.0516 | 37384.9088 | 0 | 0 | 0 | 0 | 0
Lender Local Economy | 6% | 493965.8125 |  | 0 | 75600 | 72352.015 | 68909.151 | 65259.7151 | 61391.313 | 57290.8069 | 52944.2703 | 48336.9416 | 43453.1731 | 38276.3786 | 32788.9763 | 26972.33 | 20806.6848 | 14271.1009 | 7343.382 | 0 | 0 | 0 | 0 | 0 | 0 | 0 | 0 | 0 | 0 | 0 | 0 | 0 | 0 | 0
Community PILOT / Lease | 6% | 127833.5616 |  | 0 | 10000 | 10000 | 10000 | 10000 | 10000 | 10000 | 10000 | 10000 | 10000 | 10000 | 10000 | 10000 | 10000 | 10000 | 10000 | 10000 | 10000 | 10000 | 10000 | 10000 | 10000 | 10000 | 10000 | 10000 | 10000 | 0 | 0 | 0 | 0 | 0
Total |  | 1096080.6292 |  | -840000 | 168882.9174 | 164219.8525 | 159361.4838 | 154295.9333 | 149010.6176 | 143492.2056 | 137726.5742 | 131698.7605 | 125392.9118 | 48792.2323 | 111878.9265 | 104634.1396 | 97037.8939 | 89069.022 | 80705.0947 | 201655.4292 | 200212.6626 | 198766.2476 | 197315.9309 | 125861.4536 | 244878.1324 | 247836.9794 | 250838.3974 | 253882.9041 | 256971.0226 | 0 | 0 | 0 | 0 | 0
Local Economy | 6% | 1096080.6292 |  | -840000 | 168882.9174 | 164219.8525 | 159361.4838 | 154295.9333 | 149010.6176 | 143492.2056 | 137726.5742 | 131698.7605 | 125392.9118 | 48792.2323 | 111878.9265 | 104634.1396 | 97037.8939 | 89069.022 | 80705.0947 | 201655.4292 | 200212.6626 | 198766.2476 | 197315.9309 | 125861.4536 | 244878.1324 | 247836.9794 | 250838.3974 | 253882.9041 | 256971.0226 | 0 | 0 | 0 | 0 | 0
Outside Economy | 6% | 0 |  | 0 | 0 | 0 | 0 | 0 | 0 | 0 | 0 | 0 | 0 | 0 | 0 | 0 | 0 | 0 | 0 | 0 | 0 | 0 | 0 | 0 | 0 | 0 | 0 | 0 | 0 | 0 | 0 | 0 | 0 | 0
Cumulative - Local | 0% | 3204417.7255 |  | -840000 | -671117.0826 | -506897.2301 | -347535.7463 | -193239.813 | -44229.1954 | 99263.0102 | 236989.5844 | 368688.345 | 494081.2568 | 542873.4891 | 654752.4155 | 759386.5551 | 856424.449 | 945493.471 | 1026198.5658 | 1227853.9949 | 1428066.6575 | 1626832.9051 | 1824148.836 | 1950010.2895 | 2194888.422 | 2442725.4014 | 2693563.7988 | 2947446.7029 | 3204417.7255 | 3204417.7255 | 3204417.7255 | 3204417.7255 | 3204417.7255 | 3204417.7255
Cumulative - Outside | 0% | 0 |  | 0 | 0 | 0 | 0 | 0 | 0 | 0 | 0 | 0 | 0 | 0 | 0 | 0 | 0 | 0 | 0 | 0 | 0 | 0 | 0 | 0 | 0 | 0 | 0 | 0 | 0 | 0 | 0 | 0 | 0 | 0
Local Investment Risk (Debt + Equity) | 0% | 2100000 |  | 0 | 0 | 0 | 0 | 0 | 0 | 0 | 0 | 0 | 0 | 0 | 0 | 0 | 0 | 0 | 0 | 0 | 0 | 0 | 0 | 0 | 0 | 0 | 0 | 0 | 0 | 0 | 0 | 0 | 0 | 0
Outside Investment Risk (Debt + Equity) | 0% | 0 |  | 0 | 0 | 0 | 0 | 0 | 0 | 0 | 0 | 0 | 0 | 0 | 0 | 0 | 0 | 0 | 0 | 0 | 0 | 0 | 0 | 0 | 0 | 0 | 0 | 0 | 0 | 0 | 0 | 0 | 0 | 0

## A
Solar Photovoltaic Project Simple Financial Model |  |  |  | Financial Model adapted by UMass Clean Energy Extension to analyze Cash Flow of Solar Projects (2019, 2020). Model was derirved from a MA DOER working version of the NREL CREST model. |  |  | Disclaimer: This Unofficial Cash Flow Model is intended to provide non-residential entities that are considering the purchase and installation of solar energy equipment with a general understanding of possible financial implications of such purchase and installation. Those entities interested in learning more about the financial implications of the purchase and installation of solar energy equipment are urged to consult their own tax and financial experts. The information contained in the Unofficial Cash Flow Model may not be relied on by anyone for any purposes. Furthermore, the information contained in this model does not necessarily reflect the views of the Department of Energy Resources or the Commonwealth of Massachusetts, and reference to any specific method does not constitute an implied or expressed recommendation or endorsement of it. Neither the Department of Energy Resources nor the Commonwealth of Massachusetts make any warranties or representations, expressed or implied, as to the usefulness, completeness, or accuracy of any processes, methods or other information contained, described, disclosed, or referred to in this model. Finally, neither the Department of Energy Resources nor the Commonwealth of Massachusetts makes any representation that the use of any product, apparatus, process, method, or other information will not infringe privately owned property rights and assumes no liability of any kind or nature for any loss, injury, or damage directly or indirectly resulting from, or occurring in connection with, the use of information contained, described, disclosed, or referred to in this Unofficial Cash Flow Model.
DATA AND FINANCIAL SUMMARY
For Display only, these cells are locked
Key
Inputs Cells (from "User Inputs" Tab)
Sheet ID | A |  | Calculated Cells
Project Type | Third Party
Select Taxable or Non-Taxable Entity | Taxable (Corporation)
Project and Customer Cost Assumptions |  |  |  | Tax Assumptions
Solar Photovoltaic System Size | 1000000 | Watts (DC STC) |  | Federal Tax Rate |  | 21% | [29 empty] | 28 | 29 | 30
Total System Cost/Watt | 2.1 | /Watt (DC STC) |  | State Tax Rate |  | 8%
Total System Cost | 2100000 |  |  | Effective Tax Rate |  | 27.32%
Original Owner Economy Location | Outside Economy |  |  | Federal Tax Credit |  | 26% | 546000
Flip Price | 0
Flip Year | 0 |  |  |  |  | 1 | 2 | 3 | 4 | 5 | 6 | 7 | 8 | 9 | 10 | 11 | 12 | 13 | 14 | 15 | 16 | 17 | 18 | 19 | 20 | 21 | 22 | 23 | 24 | 25 | 26 | 27 | 28 | 29 | 30
Rebate$ per/Watt | 0 | $/Watt (DC STC) |  | 5 Year Accelerated Schd (MACRS) |  | 1: 20%; 2: 32%; 3: 19.2%; 4: 11.52%; 5: 11.52%; 6: 5.76%
Total Rebate |  |  |  | Depreciation |  | 20% | 32% | 19.2% | 11.52% | 11.52% | 5.76% | 0% | 0% | 0% | 0% | 0% | 0% | 0% | 0% | 0% | 0% | 0% | 0% | 0% | 0% | 0% | 0% | 0% | 0% | 0% | 0% | 0% | 0% | 0% | 0%
State Solar Income Tax Credit | 0 |  |  | Asset Basis
|  |  |  | Gross Cost |  | 1: 2100000
Project Performance and Savings/ Cost Assumptions |  |  |  | State/CEC Rebate |  | 1: 0
Annual Net Capacity Factor | 13.3% |  |  | Less 50% of Federal Tax Credit |  | 1: -273000
Annual Production Degradation | 0.5% |  |  | Asset Basis |  | 1: 1827000
Project (Cash Flow) Life | 25 |  |  | Financing Assumptions |  | 3: Loan after Flip
Depreciation Life (for Starndard SL Depreciation, only) | 20 |  |  | % of Total Cost Financed w/ Cash |  | 1: 29.6%; 2: Cash; 3: 0%
Solar Tariff Rate | 0.2 |  |  | % of Total Cost Financed w/ Loan |  | 1: 44.4%; 3: 100%
Solar Tariff Term | 20 |  |  | Loan Interest Rate |  | 1: 6%; 2: Loan; 3: 0%
REC price (post Tariff) | 25 |  |  | Loan Period |  | 1: 15; 3: 0; 4: Years (must be equal to or less than project life)
Electricity Revenue (Avoided Costs) | 0.15 | $/kWh |  | Net Cost |  | 1: 2100000
Electricity Revenue (Avoided Costs) Annual Adjustor | 2% | % |  | Loan |  | 1: 932400; 3: 0
Annual Operations and Maintenance Cost Factor | 10 | $/kW/Year |  | Lender Local? |  | 1: No; 3: 0
Annual Operations and Maintenance Cost | 10000 | $/Year |  |  |  | 1: 0; 3: 0
Annual Operations and Maintenance Adjustor | 2.5% | %
Future Inverter Replacement Cost | 0.07 | $/Watt (DC STC)
Inverter Life, Replace Every X Years | 10 | Year (must be equal to or less than project life)
Electric or Net-Metering Off-taker Discount | 10%
Electric or Net-Metering Off-takers in Local Economy | 20%
PILOT / Lease Payment Agreement (combined) | 25000 | $/year (for Project Life)
PRO FORMA AND PRODUCTION
|  |  |  | Investment Year | Year | Year | Year | Year | Year | Year | Year | Year | Year | Year | Year | Year | Year | Year | Year | Year | Year | Year | Year | Year | Year | Year | Year | Year | Year | Year | Year | Year | Year | Year
Project Output |  |  |  | 0 | 1 | 2 | 3 | 4 | 5 | 6 | 7 | 8 | 9 | 10 | 11 | 12 | 13 | 14 | 15 | 16 | 17 | 18 | 19 | 20 | 21 | 22 | 23 | 24 | 25 | 26 | 27 | 28 | 29 | 30
Annual Generation (kWh) |  |  |  |  | 1165080 | 1159254.6 | 1153458.327 | 1147691.0354 | 1141952.5802 | 1136242.8173 | 1130561.6032 | 1124908.7952 | 1119284.2512 | 1113687.83 | 1108119.3908 | 1102578.7938 | 1097065.8999 | 1091580.5704 | 1086122.6675 | 1080692.0542 | 1075288.5939 | 1069912.151 | 1064562.5902 | 1059239.7772 | 1053943.5784 | 1048673.8605 | 1043430.4912 | 1038213.3387 | 1033022.272 | 0 | 0 | 0 | 0 | 0
Original Owner | bar: 0 to 30
Flip/Buyout Owner |  |  |  | 0 | 0 | 0 | 0 | 0 | 0 | 0 | 0 | 0 | 0 | 0 | 0 | 0 | 0 | 0 | 0 | 0 | 0 | 0 | 0 | 0 | 0 | 0 | 0 | 0 | 0 | 0 | 0 | 0 | 0 | 0
FINANCIAL SCHEDULES
INCOME STATEMENT
Displaced Electricity Value |  |  |  |  | 174762 | 177365.9538 | 180008.7065 | 182690.8362 | 185412.9297 | 188175.5824 | 190979.3985 | 193824.9916 | 196712.9839 | 199644.0074 | 202618.7031 | 205637.7218 | 208701.7238 | 211811.3795 | 214967.3691 | 218170.3829 | 221421.1216 | 224720.2963 | 228068.6287 | 231466.8513 | 234915.7074 | 238415.9514 | 241968.3491 | 245573.6775 | 249232.7253 | 0 | 0 | 0 | 0 | 0
Solar Tariff Electricity Revenue (followed by Disp Elec Value) |  |  |  |  | 233016 | 231850.92 | 230691.6654 | 229538.2071 | 228390.516 | 227248.5635 | 226112.3206 | 224981.759 | 223856.8502 | 222737.566 | 221623.8782 | 220515.7588 | 219413.18 | 218316.1141 | 217224.5335 | 216138.4108 | 215057.7188 | 213982.4302 | 212912.518 | 211847.9554 | 234915.7074 | 238415.9514 | 241968.3491 | 245573.6775 | 249232.7253 | 0 | 0 | 0 | 0 | 0
REC Revenue |  |  |  |  | 0 | 0 | 0 | 0 | 0 | 0 | 0 | 0 | 0 | 0 | 0 | 0 | 0 | 0 | 0 | 0 | 0 | 0 | 0 | 0 | 26348.5895 | 26216.8465 | 26085.7623 | 25955.3335 | 25825.5568 | 0 | 0 | 0 | 0 | 0
Off-Taker Discounts |  |  |  |  | -17476.2 | -17736.5954 | -18000.8707 | -18269.0836 | -18541.293 | -18817.5582 | -19097.9399 | -19382.4992 | -19671.2984 | -19964.4007 | -20261.8703 | -20563.7722 | -20870.1724 | -21181.138 | -21496.7369 | -21817.0383 | -22142.1122 | -22472.0296 | -22806.8629 | -23146.6851 | -23491.5707 | -23841.5951 | -24196.8349 | -24557.3677 | -24923.2725 | 0 | 0 | 0 | 0 | 0
PILOT / Lease Payment Agreement |  |  |  |  | -25000 | -25000 | -25000 | -25000 | -25000 | -25000 | -25000 | -25000 | -25000 | -25000 | -25000 | -25000 | -25000 | -25000 | -25000 | -25000 | -25000 | -25000 | -25000 | -25000 | -25000 | -25000 | -25000 | -25000 | -25000 | 0 | 0 | 0 | 0 | 0
Total Revenue |  |  |  | 0 | 190539.8 | 189114.3246 | 187690.7947 | 186269.1234 | 184849.2231 | 183431.0052 | 182014.3808 | 180599.2599 | 179185.5518 | 177773.1653 | 176362.0078 | 174951.9866 | 173543.0076 | 172134.9761 | 170727.7966 | 169321.3725 | 167915.6066 | 166510.4006 | 165105.6552 | 163701.2703 | 212772.7261 | 215791.2028 | 218857.2765 | 221971.6432 | 225135.0095 | 0 | 0 | 0 | 0 | 0
Operations & Maintenance Costs |  |  |  |  | -10000 | -10250 | -10506.25 | -10768.9062 | -11038.1289 | -11314.0821 | -11596.9342 | -11886.8575 | -12184.029 | -12488.6297 | -12800.8454 | -13120.8666 | -13448.8882 | -13785.1104 | -14129.7382 | -14482.9817 | -14845.0562 | -15216.1826 | -15596.5872 | -15986.5019 | -16386.1644 | -16795.8185 | -17215.714 | -17646.1068 | -18087.2595 | 0 | 0 | 0 | 0 | 0
Inverter Replacement Cost |  |  |  |  | 0 | 0 | 0 | 0 | 0 | 0 | 0 | 0 | 0 | -70000 | 0 | 0 | 0 | 0 | 0 | 0 | 0 | 0 | 0 | -70000 | 0 | 0 | 0 | 0 | 0 | 0 | 0 | 0 | 0 | 0
Total Operating Expenses |  |  |  | 0 | -10000 | -10250 | -10506.25 | -10768.9062 | -11038.1289 | -11314.0821 | -11596.9342 | -11886.8575 | -12184.029 | -82488.6297 | -12800.8454 | -13120.8666 | -13448.8882 | -13785.1104 | -14129.7382 | -14482.9817 | -14845.0562 | -15216.1826 | -15596.5872 | -85986.5019 | -16386.1644 | -16795.8185 | -17215.714 | -17646.1068 | -18087.2595 | 0 | 0 | 0 | 0 | 0
Total Revenue - Total Operating Expenses | EBITDA |  |  | 0 | 180539.8 | 178864.3246 | 177184.5447 | 175500.2172 | 173811.0942 | 172116.9231 | 170417.4466 | 168712.4023 | 167001.5229 | 95284.5356 | 163561.1624 | 161831.12 | 160094.1193 | 158349.8657 | 156598.0584 | 154838.3909 | 153070.5504 | 151294.2179 | 149509.068 | 77714.7685 | 196386.5617 | 198995.3843 | 201641.5625 | 204325.5364 | 207047.7501 | 0 | 0 | 0 | 0 | 0
Federal Depreciation Expense |  |  |  |  | -365400 | -584640 | -350784 | -210470.4 | -210470.4 | -105235.2 | 0 | 0 | 0 | 0 | 0 | 0 | 0 | 0 | 0 | 0 | 0 | 0 | 0 | 0 | 0 | 0 | 0 | 0 | 0 | 0 | 0 | 0 | 0 | 0
| EBIT |  |  | 0 | -184860.2 | -405775.6754 | -173599.4553 | -34970.1828 | -36659.3058 | 66881.7231 | 170417.4466 | 168712.4023 | 167001.5229 | 95284.5356 | 163561.1624 | 161831.12 | 160094.1193 | 158349.8657 | 156598.0584 | 154838.3909 | 153070.5504 | 151294.2179 | 149509.068 | 77714.7685 | 196386.5617 | 198995.3843 | 201641.5625 | 204325.5364 | 207047.7501 | 0 | 0 | 0 | 0 | 0
Interest Expense |  |  |  |  | -55944 | -53540.4911 | -50992.7717 | -48292.1892 | -45429.5717 | -42395.1971 | -39178.76 | -35769.3368 | -32155.3481 | -28324.5201 | -24263.8425 | -19959.5242 | -15396.9468 | -10560.6147 | -5434.1027 | 0 | 0 | 0 | 0 | 0 | 0 | 0 | 0 | 0 | 0 | 0 | 0 | 0 | 0 | 0
| EBT |  |  | 0 | -240804.2 | -459316.1665 | -224592.227 | -83262.372 | -82088.8775 | 24486.526 | 131238.6866 | 132943.0656 | 134846.1747 | 66960.0154 | 139297.3199 | 141871.5958 | 144697.1726 | 147789.251 | 151163.9557 | 154838.3909 | 153070.5504 | 151294.2179 | 149509.068 | 77714.7685 | 196386.5617 | 198995.3843 | 201641.5625 | 204325.5364 | 207047.7501 | 0 | 0 | 0 | 0 | 0
Federal taxes saved/(paid) |  |  |  | 0 | 52662.0914 | 98561.8354 | 49284.3895 | 19622.193 | 19395.4739 | -2962.8455 | -25355.3142 | -25684.6003 | -26052.281 | -12936.675 | -26912.2422 | -27409.5923 | -27955.4937 | -28552.8833 | -29204.8762 | -29914.7771 | -29573.2303 | -29230.0429 | -28885.1519 | -15014.4933 | -37941.8837 | -38445.9082 | -38957.1499 | -39475.6936 | -40001.6253 | 0 | 0 | 0 | 0 | 0
State taxes saved/(paid) [can not deduct federal depreciation expense] |  |  |  | 0 | -9967.664 | -10025.9067 | -10095.3418 | -10176.6422 | -10270.5218 | -10377.7381 | -10499.0949 | -10635.4452 | -10787.694 | -5356.8012 | -11143.7856 | -11349.7277 | -11575.7738 | -11823.1401 | -12093.1165 | -12387.0713 | -12245.644 | -12103.5374 | -11960.7254 | -6217.1815 | -15710.9249 | -15919.6307 | -16131.325 | -16346.0429 | -16563.82 | 0 | 0 | 0 | 0 | 0
Net Income |  |  |  | 0 | -198109.7726 | -370780.2378 | -185403.1794 | -73816.8212 | -72963.9254 | 11145.9425 | 95384.2774 | 96623.02 | 98006.1998 | 48666.5392 | 101241.2921 | 103112.2759 | 105165.905 | 107413.2276 | 109865.963 | 112536.5425 | 111251.676 | 109960.6376 | 108663.1906 | 56483.0937 | 142733.753 | 144629.8453 | 146553.0876 | 148503.7998 | 150482.3047 | 0 | 0 | 0 | 0 | 0
CASH FLOW STATEMENT
Cash From Operations (Net Income - Fed Depr Exp) |  |  |  | 0 | 167290.2274 | 213859.7622 | 165380.8206 | 136653.5788 | 137506.4746 | 116381.1425 | 95384.2774 | 96623.02 | 98006.1998 | 48666.5392 | 101241.2921 | 103112.2759 | 105165.905 | 107413.2276 | 109865.963 | 112536.5425 | 111251.676 | 109960.6376 | 108663.1906 | 56483.0937 | 142733.753 | 144629.8453 | 146553.0876 | 148503.7998 | 150482.3047 | 0 | 0 | 0 | 0 | 0
Cash From Investing
Installed PV Cost; Income from Flip Sale |  |  |  | -2100000 | 0 | 0 | 0 | 0 | 0 | 0 | 0 | 0 | 0 | 0 | 0 | 0 | 0 | 0 | 0 | 0 | 0 | 0 | 0 | 0 | 0 | 0 | 0 | 0 | 0 | 0 | 0 | 0 | 0 | 0
One Time Federal Solar Investment Tax Credit |  |  |  | 0: 546000
One Time State Solar Investment Tax Credit |  |  |  | 0: 0
Cash Flow From Investing |  |  |  | -1554000 | 0 | 0 | 0 | 0 | 0 | 0 | 0 | 0 | 0 | 0 | 0 | 0 | 0 | 0 | 0 | 0 | 0 | 0 | 0 | 0 | 0 | 0 | 0 | 0 | 0 | 0 | 0 | 0 | 0 | 0
Cash From Financing (Original Loan)
Loan Disbursement |  |  |  | 0: 932400
Loan Repayment (Principle) |  |  |  |  | -40058.4811 | -42461.99 | -45009.7094 | -47710.2919 | -50572.9095 | -53607.284 | -56823.7211 | -60233.1443 | -63847.133 | -67677.961 | -71738.6386 | -76042.9569 | -80605.5344 | -85441.8664 | -90568.3784 | 0 | 0 | 0 | 0 | 0 | 0 | 0 | 0 | 0 | 0 | 0 | 0 | 0 | 0 | 0
Cash Flow From Financing |  |  |  | 932400 | -40058.4811 | -42461.99 | -45009.7094 | -47710.2919 | -50572.9095 | -53607.284 | -56823.7211 | -60233.1443 | -63847.133 | -67677.961 | -71738.6386 | -76042.9569 | -80605.5344 | -85441.8664 | -90568.3784 | 0 | 0 | 0 | 0 | 0 | 0 | 0 | 0 | 0 | 0 | 0 | 0 | 0 | 0 | 0
Annual Cash Flow |  |  |  | -621600 | 127231.7463 | 171397.7722 | 120371.1112 | 88943.2868 | 86933.5651 | 62773.8584 | 38560.5563 | 36389.8757 | 34159.0668 | -19011.4218 | 29502.6535 | 27069.3189 | 24560.3707 | 21971.3612 | 19297.5846 | 112536.5425 | 111251.676 | 109960.6376 | 108663.1906 | 56483.0937 | 142733.753 | 144629.8453 | 146553.0876 | 148503.7998 | 150482.3047 | 0 | 0 | 0 | 0 | 0
Cumulative Cash Flow |  |  |  | -621600 | -494368.2537 | -322970.4815 | -202599.3702 | -113656.0834 | -26722.5183 | 36051.3401 | 74611.8965 | 111001.7722 | 145160.839 | 126149.4172 | 155652.0707 | 182721.3896 | 207281.7603 | 229253.1215 | 248550.7061 | 361087.2486 | 472338.9246 | 582299.5623 | 690962.7529 | 747445.8466 | 890179.5996 | 1034809.4449 | 1181362.5325 | 1329866.3324 | 1480348.6371 | 1480348.6371 | 1480348.6371 | 1480348.6371 | 1480348.6371 | 1480348.6371
DEBT SCHEDULES - Original Loan
[5 empty] | Year | Year | Year | Year | Year | Year | Year | Year | Year | Year | Year | Year | Year | Year | Year | Year | Year | Year | Year | Year | Year | Year | Year | Year | Year | Year | Year | Year | Year | Year
[5 empty] | 1 | 2 | 3 | 4 | 5 | 6 | 7 | 8 | 9 | 10 | 11 | 12 | 13 | 14 | 15 | 16 | 17 | 18 | 19 | 20 | 21 | 22 | 23 | 24 | 25 | 26 | 27 | 28 | 29 | 30
Beginning Balance |  |  |  |  | 932400 | 892341.5189 | 849879.5289 | 804869.8195 | 757159.5276 | 706586.6181 | 652979.3341 | 596155.613 | 535922.4687 | 472075.3357 | 404397.3748 | 332658.7361 | 256615.7792 | 176010.2448 | 90568.3784 | 3.929e-10 | 3.929e-10 | 3.929e-10 | 3.929e-10 | 3.929e-10 | 3.929e-10 | 3.929e-10 | 3.929e-10 | 3.929e-10 | 3.929e-10 | 3.929e-10 | 3.929e-10 | 3.929e-10 | 3.929e-10 | 3.929e-10
Debt Service |  |  |  |  | -96002.4811 | -96002.4811 | -96002.4811 | -96002.4811 | -96002.4811 | -96002.4811 | -96002.4811 | -96002.4811 | -96002.4811 | -96002.4811 | -96002.4811 | -96002.4811 | -96002.4811 | -96002.4811 | -96002.4811 | 0 | 0 | 0 | 0 | 0 | 0 | 0 | 0 | 0 | 0 | 0 | 0 | 0 | 0 | 0
Principle |  |  |  |  | -40058.4811 | -42461.99 | -45009.7094 | -47710.2919 | -50572.9095 | -53607.284 | -56823.7211 | -60233.1443 | -63847.133 | -67677.961 | -71738.6386 | -76042.9569 | -80605.5344 | -85441.8664 | -90568.3784 | 0 | 0 | 0 | 0 | 0 | 0 | 0 | 0 | 0 | 0 | 0 | 0 | 0 | 0 | 0
Interest |  |  |  |  | -55944 | -53540.4911 | -50992.7717 | -48292.1892 | -45429.5717 | -42395.1971 | -39178.76 | -35769.3368 | -32155.3481 | -28324.5201 | -24263.8425 | -19959.5242 | -15396.9468 | -10560.6147 | -5434.1027 | 0 | 0 | 0 | 0 | 0 | 0 | 0 | 0 | 0 | 0 | 0 | 0 | 0 | 0 | 0
Ending Balance |  |  |  |  | 892341.5189 | 849879.5289 | 804869.8195 | 757159.5276 | 706586.6181 | 652979.3341 | 596155.613 | 535922.4687 | 472075.3357 | 404397.3748 | 332658.7361 | 256615.7792 | 176010.2448 | 90568.3784 | 3.929e-10 | 3.929e-10 | 3.929e-10 | 3.929e-10 | 3.929e-10 | 3.929e-10 | 3.929e-10 | 3.929e-10 | 3.929e-10 | 3.929e-10 | 3.929e-10 | 3.929e-10 | 3.929e-10 | 3.929e-10 | 3.929e-10 | 3.929e-10
Flip/Buyout Owner
FINANCIAL SCHEDULES
INCOME STATEMENT
Displaced Electricity Value |  |  |  |  | 0 | 0 | 0 | 0 | 0 | 0 | 0 | 0 | 0 | 0 | 0 | 0 | 0 | 0 | 0 | 0 | 0 | 0 | 0 | 0 | 0 | 0 | 0 | 0 | 0 | 0 | 0 | 0 | 0 | 0
Solar Tariff Electricity Revenue (followed by Disp Elec Value) |  |  |  |  | 0 | 0 | 0 | 0 | 0 | 0 | 0 | 0 | 0 | 0 | 0 | 0 | 0 | 0 | 0 | 0 | 0 | 0 | 0 | 0 | 0 | 0 | 0 | 0 | 0 | 0 | 0 | 0 | 0 | 0
REC Revenue |  |  |  |  | 0 | 0 | 0 | 0 | 0 | 0 | 0 | 0 | 0 | 0 | 0 | 0 | 0 | 0 | 0 | 0 | 0 | 0 | 0 | 0 | 0 | 0 | 0 | 0 | 0 | 0 | 0 | 0 | 0 | 0
Off-Taker Discounts |  |  |  |  | 0 | 0 | 0 | 0 | 0 | 0 | 0 | 0 | 0 | 0 | 0 | 0 | 0 | 0 | 0 | 0 | 0 | 0 | 0 | 0 | 0 | 0 | 0 | 0 | 0 | 0 | 0 | 0 | 0 | 0
PILOT / Lease Payment Agreement |  |  |  |  | 0 | 0 | 0 | 0 | 0 | 0 | 0 | 0 | 0 | 0 | 0 | 0 | 0 | 0 | 0 | 0 | 0 | 0 | 0 | 0 | 0 | 0 | 0 | 0 | 0 | 0 | 0 | 0 | 0 | 0
Total Revenue |  |  |  |  | 0 | 0 | 0 | 0 | 0 | 0 | 0 | 0 | 0 | 0 | 0 | 0 | 0 | 0 | 0 | 0 | 0 | 0 | 0 | 0 | 0 | 0 | 0 | 0 | 0 | 0 | 0 | 0 | 0 | 0
Operations & Maintenance Costs |  |  |  |  | 0 | 0 | 0 | 0 | 0 | 0 | 0 | 0 | 0 | 0 | 0 | 0 | 0 | 0 | 0 | 0 | 0 | 0 | 0 | 0 | 0 | 0 | 0 | 0 | 0 | 0 | 0 | 0 | 0 | 0
Inverter Replacement Cost |  |  |  |  | 0 | 0 | 0 | 0 | 0 | 0 | 0 | 0 | 0 | 0 | 0 | 0 | 0 | 0 | 0 | 0 | 0 | 0 | 0 | 0 | 0 | 0 | 0 | 0 | 0 | 0 | 0 | 0 | 0 | 0
Total Operating Expenses |  |  |  |  | 0 | 0 | 0 | 0 | 0 | 0 | 0 | 0 | 0 | 0 | 0 | 0 | 0 | 0 | 0 | 0 | 0 | 0 | 0 | 0 | 0 | 0 | 0 | 0 | 0 | 0 | 0 | 0 | 0 | 0
Total Revenue - Total Operating Expenses | EBITDA |  |  |  | 0 | 0 | 0 | 0 | 0 | 0 | 0 | 0 | 0 | 0 | 0 | 0 | 0 | 0 | 0 | 0 | 0 | 0 | 0 | 0 | 0 | 0 | 0 | 0 | 0 | 0 | 0 | 0 | 0 | 0
Federal Depreciation Expense |  |  |  |  | 0 | 0 | 0 | 0 | 0 | 0 | 0 | 0 | 0 | 0 | 0 | 0 | 0 | 0 | 0 | 0 | 0 | 0 | 0 | 0 | 0 | 0 | 0 | 0 | 0 | 0 | 0 | 0 | 0 | 0
| EBIT |  |  |  | 0 | 0 | 0 | 0 | 0 | 0 | 0 | 0 | 0 | 0 | 0 | 0 | 0 | 0 | 0 | 0 | 0 | 0 | 0 | 0 | 0 | 0 | 0 | 0 | 0 | 0 | 0 | 0 | 0 | 0
Interest Expense |  |  |  |  | 0 | 0 | 0 | 0 | 0 | 0 | 0 | 0 | 0 | 0 | 0 | 0 | 0 | 0 | 0 | 0 | 0 | 0 | 0 | 0 | 0 | 0 | 0 | 0 | 0 | 0 | 0 | 0 | 0 | 0
| EBT |  |  |  | 0 | 0 | 0 | 0 | 0 | 0 | 0 | 0 | 0 | 0 | 0 | 0 | 0 | 0 | 0 | 0 | 0 | 0 | 0 | 0 | 0 | 0 | 0 | 0 | 0 | 0 | 0 | 0 | 0 | 0
Federal taxes saved/(paid) |  |  |  |  | 0 | 0 | 0 | 0 | 0 | 0 | 0 | 0 | 0 | 0 | 0 | 0 | 0 | 0 | 0 | 0 | 0 | 0 | 0 | 0 | 0 | 0 | 0 | 0 | 0 | 0 | 0 | 0 | 0 | 0
State taxes saved/(paid) [can not deduct federal depreciation expense] |  |  |  |  | 0 | 0 | 0 | 0 | 0 | 0 | 0 | 0 | 0 | 0 | 0 | 0 | 0 | 0 | 0 | 0 | 0 | 0 | 0 | 0 | 0 | 0 | 0 | 0 | 0 | 0 | 0 | 0 | 0 | 0
Net Income |  |  |  |  | 0 | 0 | 0 | 0 | 0 | 0 | 0 | 0 | 0 | 0 | 0 | 0 | 0 | 0 | 0 | 0 | 0 | 0 | 0 | 0 | 0 | 0 | 0 | 0 | 0 | 0 | 0 | 0 | 0 | 0
CASH FLOW STATEMENT
Cash From Operations (Net Income - Fed Depr Exp) |  |  |  |  | 0 | 0 | 0 | 0 | 0 | 0 | 0 | 0 | 0 | 0 | 0 | 0 | 0 | 0 | 0 | 0 | 0 | 0 | 0 | 0 | 0 | 0 | 0 | 0 | 0 | 0 | 0 | 0 | 0 | 0
Cash From Investing
PV Investment from Flip Sale |  |  |  |  | 0 | 0 | 0 | 0 | 0 | 0 | 0 | 0 | 0 | 0 | 0 | 0 | 0 | 0 | 0 | 0 | 0 | 0 | 0 | 0 | 0 | 0 | 0 | 0 | 0 | 0 | 0 | 0 | 0 | 0
One Time Federal Solar Investment Tax Credit
One Time State Solar Investment Tax Credit
Cash Flow From Investing |  |  |  |  | 0 | 0 | 0 | 0 | 0 | 0 | 0 | 0 | 0 | 0 | 0 | 0 | 0 | 0 | 0 | 0 | 0 | 0 | 0 | 0 | 0 | 0 | 0 | 0 | 0 | 0 | 0 | 0 | 0 | 0
Flip / Buyout Loan
Cash From Financing
Loan Disbursement |  |  |  |  | 0 | 0 | 0 | 0 | 0 | 0 | 0 | 0 | 0 | 0 | 0 | 0 | 0 | 0 | 0 | 0 | 0 | 0 | 0 | 0 | 0 | 0 | 0 | 0 | 0 | 0 | 0 | 0 | 0 | 0
Loan Repayment (Principle) |  |  |  |  | 0 | 0 | 0 | 0 | 0 | 0 | 0 | 0 | 0 | 0 | 0 | 0 | 0 | 0 | 0 | 0 | 0 | 0 | 0 | 0 | 0 | 0 | 0 | 0 | 0 | 0 | 0 | 0 | 0 | 0
Cash Flow From Financing |  |  |  |  | 0 | 0 | 0 | 0 | 0 | 0 | 0 | 0 | 0 | 0 | 0 | 0 | 0 | 0 | 0 | 0 | 0 | 0 | 0 | 0 | 0 | 0 | 0 | 0 | 0 | 0 | 0 | 0 | 0 | 0
Annual Cash Flow |  |  |  |  | 0 | 0 | 0 | 0 | 0 | 0 | 0 | 0 | 0 | 0 | 0 | 0 | 0 | 0 | 0 | 0 | 0 | 0 | 0 | 0 | 0 | 0 | 0 | 0 | 0 | 0 | 0 | 0 | 0 | 0
Cumulative Cash Flow |  |  |  |  | 0 | 0 | 0 | 0 | 0 | 0 | 0 | 0 | 0 | 0 | 0 | 0 | 0 | 0 | 0 | 0 | 0 | 0 | 0 | 0 | 0 | 0 | 0 | 0 | 0 | 0 | 0 | 0 | 0 | 0
DEBT SCHEDULES - Flip / Buyout Loan
[5 empty] | Year | Year | Year | Year | Year | Year | Year | Year | Year | Year | Year | Year | Year | Year | Year | Year | Year | Year | Year | Year | Year | Year | Year | Year | Year | Year | Year | Year | Year | Year
[5 empty] | 1 | 2 | 3 | 4 | 5 | 6 | 7 | 8 | 9 | 10 | 11 | 12 | 13 | 14 | 15 | 16 | 17 | 18 | 19 | 20 | 21 | 22 | 23 | 24 | 25 | 26 | 27 | 28 | 29 | 30
Beginning Balance |  |  |  |  | 0 | 0 | 0 | 0 | 0 | 0 | 0 | 0 | 0 | 0 | 0 | 0 | 0 | 0 | 0 | 0 | 0 | 0 | 0 | 0 | 0 | 0 | 0 | 0 | 0 | 0 | 0 | 0 | 0 | 0
Debt Service |  |  |  |  | 0 | 0 | 0 | 0 | 0 | 0 | 0 | 0 | 0 | 0 | 0 | 0 | 0 | 0 | 0 | 0 | 0 | 0 | 0 | 0 | 0 | 0 | 0 | 0 | 0 | 0 | 0 | 0 | 0 | 0
Principle |  |  |  |  | 0 | 0 | 0 | 0 | 0 | 0 | 0 | 0 | 0 | 0 | 0 | 0 | 0 | 0 | 0 | 0 | 0 | 0 | 0 | 0 | 0 | 0 | 0 | 0 | 0 | 0 | 0 | 0 | 0 | 0
Interest |  |  |  |  | 0 | 0 | 0 | 0 | 0 | 0 | 0 | 0 | 0 | 0 | 0 | 0 | 0 | 0 | 0 | 0 | 0 | 0 | 0 | 0 | 0 | 0 | 0 | 0 | 0 | 0 | 0 | 0 | 0 | 0
Ending Balance |  |  |  |  | 0 | 0 | 0 | 0 | 0 | 0 | 0 | 0 | 0 | 0 | 0 | 0 | 0 | 0 | 0 | 0 | 0 | 0 | 0 | 0 | 0 | 0 | 0 | 0 | 0 | 0 | 0 | 0 | 0 | 0
Cash Flow Recipients
|  |  |  | Year | Year | Year | Year | Year | Year | Year | Year | Year | Year | Year | Year | Year | Year | Year | Year | Year | Year | Year | Year | Year | Year | Year | Year | Year | Year | Year | Year | Year | Year | Year
|  |  |  | 0 | 1 | 2 | 3 | 4 | 5 | 6 | 7 | 8 | 9 | 10 | 11 | 12 | 13 | 14 | 15 | 16 | 17 | 18 | 19 | 20 | 21 | 22 | 23 | 24 | 25 | 26 | 27 | 28 | 29 | 30
Outside Economy |  | NPV
Original Owner - Outside | 6% | 417956.9828 |  | -621600 | 127231.7463 | 171397.7722 | 120371.1112 | 88943.2868 | 86933.5651 | 62773.8584 | 38560.5563 | 36389.8757 | 34159.0668 | -19011.4218 | 29502.6535 | 27069.3189 | 24560.3707 | 21971.3612 | 19297.5846 | 112536.5425 | 111251.676 | 109960.6376 | 108663.1906 | 56483.0937 | 142733.753 | 144629.8453 | 146553.0876 | 148503.7998 | 150482.3047 | 0 | 0 | 0 | 0 | 0
Offtakers Outside Economy | 6% | 205456.0712 |  | 0 | 13980.96 | 14189.2763 | 14400.6965 | 14615.2669 | 14833.0344 | 15054.0466 | 15278.3519 | 15505.9993 | 15737.0387 | 15971.5206 | 16209.4962 | 16451.0177 | 16696.1379 | 16944.9104 | 17197.3895 | 17453.6306 | 17713.6897 | 17977.6237 | 18245.4903 | 18517.3481 | 18793.2566 | 19073.2761 | 19357.4679 | 19645.8942 | 19938.618 | 0 | 0 | 0 | 0 | 0
Lender Outside Economy | 6% | 365534.7012 |  | 0 | 55944 | 53540.4911 | 50992.7717 | 48292.1892 | 45429.5717 | 42395.1971 | 39178.76 | 35769.3368 | 32155.3481 | 28324.5201 | 24263.8425 | 19959.5242 | 15396.9468 | 10560.6147 | 5434.1027 | 0 | 0 | 0 | 0 | 0 | 0 | 0 | 0 | 0 | 0 | 0 | 0 | 0 | 0 | 0
Local Economy
Original Owner - Local | 6% | 0 |  | 0 | 0 | 0 | 0 | 0 | 0 | 0 | 0 | 0 | 0 | 0 | 0 | 0 | 0 | 0 | 0 | 0 | 0 | 0 | 0 | 0 | 0 | 0 | 0 | 0 | 0 | 0 | 0 | 0 | 0 | 0
Local Owner after Flip | 6% | 0 |  | 0 | 0 | 0 | 0 | 0 | 0 | 0 | 0 | 0 | 0 | 0 | 0 | 0 | 0 | 0 | 0 | 0 | 0 | 0 | 0 | 0 | 0 | 0 | 0 | 0 | 0 | 0 | 0 | 0 | 0 | 0
Offtakers Local Economy | 6% | 51364.0178 |  | 0 | 3495.24 | 3547.3191 | 3600.1741 | 3653.8167 | 3708.2586 | 3763.5116 | 3819.588 | 3876.4998 | 3934.2597 | 3992.8801 | 4052.3741 | 4112.7544 | 4174.0345 | 4236.2276 | 4299.3474 | 4363.4077 | 4428.4224 | 4494.4059 | 4561.3726 | 4629.337 | 4698.3141 | 4768.319 | 4839.367 | 4911.4735 | 4984.6545 | 0 | 0 | 0 | 0 | 0
Lender Local Economy | 6% | 0 |  | 0 | 0 | 0 | 0 | 0 | 0 | 0 | 0 | 0 | 0 | 0 | 0 | 0 | 0 | 0 | 0 | 0 | 0 | 0 | 0 | 0 | 0 | 0 | 0 | 0 | 0 | 0 | 0 | 0 | 0 | 0
Community PILOT / Lease | 6% | 319583.904 |  | 0 | 25000 | 25000 | 25000 | 25000 | 25000 | 25000 | 25000 | 25000 | 25000 | 25000 | 25000 | 25000 | 25000 | 25000 | 25000 | 25000 | 25000 | 25000 | 25000 | 25000 | 25000 | 25000 | 25000 | 25000 | 25000 | 0 | 0 | 0 | 0 | 0
Total | N/A - sum of Local/Outside | 1359895.6771 |  | -621600 | 225651.9463 | 267674.8587 | 214364.7536 | 180504.5596 | 175904.4297 | 148986.6138 | 121837.2562 | 116541.7117 | 110985.7133 | 54277.4991 | 99028.3663 | 92592.6153 | 85827.4898 | 78713.1138 | 71228.4242 | 159353.5808 | 158393.7882 | 157432.6672 | 156470.0535 | 104629.7788 | 191225.3238 | 193471.4404 | 195749.9225 | 198061.1676 | 200405.5773 | 0 | 0 | 0 | 0 | 0
Local Economy | 6% | 370947.9218 |  | 0 | 28495.24 | 28547.3191 | 28600.1741 | 28653.8167 | 28708.2586 | 28763.5116 | 28819.588 | 28876.4998 | 28934.2597 | 28992.8801 | 29052.3741 | 29112.7544 | 29174.0345 | 29236.2276 | 29299.3474 | 29363.4077 | 29428.4224 | 29494.4059 | 29561.3726 | 29629.337 | 29698.3141 | 29768.319 | 29839.367 | 29911.4735 | 29984.6545 | 0 | 0 | 0 | 0 | 0
Outside Economy | 6% | 988947.7553 |  | -621600 | 197156.7063 | 239127.5396 | 185764.5795 | 151850.7429 | 147196.1711 | 120223.1021 | 93017.6683 | 87665.2118 | 82051.4537 | 25284.619 | 69975.9922 | 63479.8608 | 56653.4553 | 49476.8862 | 41929.0768 | 129990.1731 | 128965.3658 | 127938.2613 | 126908.6809 | 75000.4418 | 161527.0096 | 163703.1214 | 165910.5555 | 168149.694 | 170420.9228 | 0 | 0 | 0 | 0 | 0
Cumulative - Local |  | 729945.3596 |  | 0 | 28495.24 | 57042.5591 | 85642.7332 | 114296.5499 | 143004.8085 | 171768.3202 | 200587.9081 | 229464.408 | 258398.6677 | 287391.5478 | 316443.9219 | 345556.6763 | 374730.7108 | 403966.9384 | 433266.2857 | 462629.6934 | 492058.1158 | 521552.5218 | 551113.8943 | 580743.2314 | 610441.5455 | 640209.8645 | 670049.2315 | 699960.7051 | 729945.3596 | 729945.3596 | 729945.3596 | 729945.3596 | 729945.3596 | 729945.3596
Cumulative - Outside |  | 2407767.2921 |  | -621600 | -424443.2937 | -185315.754 | 448.8255 | 152299.5684 | 299495.7395 | 419718.8416 | 512736.5099 | 600401.7217 | 682453.1754 | 707737.7943 | 777713.7865 | 841193.6474 | 897847.1027 | 947323.989 | 989253.0658 | 1119243.2389 | 1248208.6047 | 1376146.866 | 1503055.5469 | 1578055.9887 | 1739582.9983 | 1903286.1197 | 2069196.6753 | 2237346.3693 | 2407767.2921 | 2407767.2921 | 2407767.2921 | 2407767.2921 | 2407767.2921 | 2407767.2921
Local Investment Risk (Debt + Equity) |  | 0
Outside Investment Risk (Debt + Equity) |  | 1554000
Note on E17: The MACRS establishes a set of class lives for various types of property, ranging from three to 50 years, over which the property may be depreciated. For solar, wind and geothermal property placed in service after 1986, the current MACRS property class is five years. Calc using half year convention, see IRS Publication 946, Appendeix A
Note on E18: If Non taxable entity use Straight line method, otherwise use MACRS

## B
Solar Photovoltaic Project Simple Financial Model |  |  |  | Financial Model adapted by UMass Clean Energy Extension to analyze Cash Flow of Economic Rents of Solar Projects (2019, 2020). |  |  | Disclaimer: This Unofficial Cash Flow Model is intended to provide non-residential entities that are considering the purchase and installation of solar energy equipment with a general understanding of possible financial implications of such purchase and installation. Those entities interested in learning more about the financial implications of the purchase and installation of solar energy equipment are urged to consult their own tax and financial experts. The information contained in the Unofficial Cash Flow Model may not be relied on by anyone for any purposes. Furthermore, the information contained in this model does not necessarily reflect the views of the Department of Energy Resources or the Commonwealth of Massachusetts, and reference to any specific method does not constitute an implied or expressed recommendation or endorsement of it. Neither the Department of Energy Resources nor the Commonwealth of Massachusetts make any warranties or representations, expressed or implied, as to the usefulness, completeness, or accuracy of any processes, methods or other information contained, described, disclosed, or referred to in this model. Finally, neither the Department of Energy Resources nor the Commonwealth of Massachusetts makes any representation that the use of any product, apparatus, process, method, or other information will not infringe privately owned property rights and assumes no liability of any kind or nature for any loss, injury, or damage directly or indirectly resulting from, or occurring in connection with, the use of information contained, described, disclosed, or referred to in this Unofficial Cash Flow Model.
DATA AND FINANCIAL SUMMARY
For Display only, these cells are locked
Key
Inputs Cells (from "User Inputs" Tab)
Sheet ID | B |  | Calculated Cells
Project Type | Third Party Flip
Select Taxable or Non-Taxable Entity | Taxable (Corporation)
Project and Customer Cost Assumptions |  |  |  | Tax Assumptions
Solar Photovoltaic System Size | 1000000 | Watts (DC STC) |  | Federal Tax Rate |  | 21% | [29 empty] | 28 | 29 | 30
Total System Cost/Watt | 2.1 | /Watt (DC STC) |  | State Tax Rate |  | 8%
Total System Cost | 2100000 |  |  | Effective Tax Rate |  | 27.32%
Original Owner Economy Location | Outside Economy |  |  | Federal Tax Credit |  | 26% | 546000
Flip Price | 525000
Flip Year | 10 |  |  |  |  | 1 | 2 | 3 | 4 | 5 | 6 | 7 | 8 | 9 | 10 | 11 | 12 | 13 | 14 | 15 | 16 | 17 | 18 | 19 | 20 | 21 | 22 | 23 | 24 | 25 | 26 | 27 | 28 | 29 | 30
Rebate$ per/Watt | 0 | $/Watt (DC STC) |  | 5 Year Accelerated Schd (MACRS) |  | 1: 20%; 2: 32%; 3: 19.2%; 4: 11.52%; 5: 11.52%; 6: 5.76%
Total Rebate |  |  |  | Depreciation |  | 20% | 32% | 19.2% | 11.52% | 11.52% | 5.76% | 0% | 0% | 0% | 0% | 0% | 0% | 0% | 0% | 0% | 0% | 0% | 0% | 0% | 0% | 0% | 0% | 0% | 0% | 0% | 0% | 0% | 0% | 0% | 0%
State Solar Income Tax Credit | 0 |  |  | Asset Basis
|  |  |  | Gross Cost |  | 1: 2100000
Project Performance and Savings/ Cost Assumptions |  |  |  | State/CEC Rebate |  | 1: 0
Annual Net Capacity Factor | 13.3% |  |  | Less 50% of Federal Tax Credit |  | 1: -273000
Annual Production Degradation | 0.5% |  |  | Asset Basis |  | 1: 1827000
Project (Cash Flow) Life | 25 |  |  | Financing Assumptions |  | 3: Loan after Flip
Depreciation Life (for Starndard SL Depreciation, only) | 20 |  |  | % of Total Cost Financed w/ Cash |  | 1: 29.6%; 2: Cash; 3: 40%
Solar Tariff Rate | 0.2 |  |  | % of Total Cost Financed w/ Loan |  | 1: 44.4%; 3: 60%
Solar Tariff Term | 20 |  |  | Loan Interest Rate |  | 1: 6%; 2: Loan; 3: 6%
REC price (post Tariff) | 25 |  |  | Loan Period |  | 1: 10; 3: 10; 4: Years (must be equal to or less than project life)
Electricity Revenue (Avoided Costs) | 0.15 | $/kWh |  | Net Cost |  | 1: 2100000
Electricity Revenue (Avoided Costs) Annual Adjustor | 2% | % |  | Loan |  | 1: 932400; 3: 315000
Annual Operations and Maintenance Cost Factor | 10 | $/kW/Year |  | Lender Local? |  | 1: No; 3: Yes
Annual Operations and Maintenance Cost | 10000 | $/Year |  |  |  | 1: 0; 3: 1
Annual Operations and Maintenance Adjustor | 2.5% | %
Future Inverter Replacement Cost | 0.07 | $/Watt (DC STC)
Inverter Life, Replace Every X Years | 10 | Year (must be equal to or less than project life)
Electric or Net-Metering Off-taker Discount | 10%
Electric or Net-Metering Off-takers in Local Economy | 60%
PILOT / Lease Payment Agreement (combined) | 25000 | $/year (for Project Life)
PRO FORMA AND PRODUCTION
|  |  |  | Investment Year | Year | Year | Year | Year | Year | Year | Year | Year | Year | Year | Year | Year | Year | Year | Year | Year | Year | Year | Year | Year | Year | Year | Year | Year | Year | Year | Year | Year | Year | Year
Project Output |  |  |  | 0 | 1 | 2 | 3 | 4 | 5 | 6 | 7 | 8 | 9 | 10 | 11 | 12 | 13 | 14 | 15 | 16 | 17 | 18 | 19 | 20 | 21 | 22 | 23 | 24 | 25 | 26 | 27 | 28 | 29 | 30
Annual Generation (kWh) |  |  |  |  | 1165080 | 1159254.6 | 1153458.327 | 1147691.0354 | 1141952.5802 | 1136242.8173 | 1130561.6032 | 1124908.7952 | 1119284.2512 | 1113687.83 | 1108119.3908 | 1102578.7938 | 1097065.8999 | 1091580.5704 | 1086122.6675 | 1080692.0542 | 1075288.5939 | 1069912.151 | 1064562.5902 | 1059239.7772 | 1053943.5784 | 1048673.8605 | 1043430.4912 | 1038213.3387 | 1033022.272 | 0 | 0 | 0 | 0 | 0
Original Owner |  |  |  | 1 | 1 | 1 | 1 | 1 | 1 | 1 | 1 | 1 | 1 | 1 | 0 | 0 | 0 | 0 | 0 | 0 | 0 | 0 | 0 | 0 | 0 | 0 | 0 | 0 | 0 | 0 | 0 | 0 | 0 | 0
Flip/Buyout Owner |  |  |  | 0 | 0 | 0 | 0 | 0 | 0 | 0 | 0 | 0 | 0 | 0 | 1 | 1 | 1 | 1 | 1 | 1 | 1 | 1 | 1 | 1 | 1 | 1 | 1 | 1 | 1 | 1 | 1 | 1 | 1 | 1
FINANCIAL SCHEDULES
INCOME STATEMENT
Displaced Electricity Value |  |  |  |  | 174762 | 177365.9538 | 180008.7065 | 182690.8362 | 185412.9297 | 188175.5824 | 190979.3985 | 193824.9916 | 196712.9839 | 199644.0074 | 0 | 0 | 0 | 0 | 0 | 0 | 0 | 0 | 0 | 0 | 0 | 0 | 0 | 0 | 0 | 0 | 0 | 0 | 0 | 0
Solar Tariff Electricity Revenue (followed by Disp Elec Value) |  |  |  |  | 233016 | 231850.92 | 230691.6654 | 229538.2071 | 228390.516 | 227248.5635 | 226112.3206 | 224981.759 | 223856.8502 | 222737.566 | 0 | 0 | 0 | 0 | 0 | 0 | 0 | 0 | 0 | 0 | 0 | 0 | 0 | 0 | 0 | 0 | 0 | 0 | 0 | 0
REC Revenue |  |  |  |  | 0 | 0 | 0 | 0 | 0 | 0 | 0 | 0 | 0 | 0 | 0 | 0 | 0 | 0 | 0 | 0 | 0 | 0 | 0 | 0 | 0 | 0 | 0 | 0 | 0 | 0 | 0 | 0 | 0 | 0
Off-Taker Discounts |  |  |  |  | -17476.2 | -17736.5954 | -18000.8707 | -18269.0836 | -18541.293 | -18817.5582 | -19097.9399 | -19382.4992 | -19671.2984 | -19964.4007 | 0 | 0 | 0 | 0 | 0 | 0 | 0 | 0 | 0 | 0 | 0 | 0 | 0 | 0 | 0 | 0 | 0 | 0 | 0 | 0
PILOT / Lease Payment Agreement |  |  |  |  | -25000 | -25000 | -25000 | -25000 | -25000 | -25000 | -25000 | -25000 | -25000 | -25000 | 0 | 0 | 0 | 0 | 0 | 0 | 0 | 0 | 0 | 0 | 0 | 0 | 0 | 0 | 0 | 0 | 0 | 0 | 0 | 0
Total Revenue |  |  |  | 0 | 190539.8 | 189114.3246 | 187690.7947 | 186269.1234 | 184849.2231 | 183431.0052 | 182014.3808 | 180599.2599 | 179185.5518 | 177773.1653 | 0 | 0 | 0 | 0 | 0 | 0 | 0 | 0 | 0 | 0 | 0 | 0 | 0 | 0 | 0 | 0 | 0 | 0 | 0 | 0
Operations & Maintenance Costs |  |  |  |  | -10000 | -10250 | -10506.25 | -10768.9062 | -11038.1289 | -11314.0821 | -11596.9342 | -11886.8575 | -12184.029 | -12488.6297 | 0 | 0 | 0 | 0 | 0 | 0 | 0 | 0 | 0 | 0 | 0 | 0 | 0 | 0 | 0 | 0 | 0 | 0 | 0 | 0
Inverter Replacement Cost |  |  |  |  | 0 | 0 | 0 | 0 | 0 | 0 | 0 | 0 | 0 | -70000 | 0 | 0 | 0 | 0 | 0 | 0 | 0 | 0 | 0 | 0 | 0 | 0 | 0 | 0 | 0 | 0 | 0 | 0 | 0 | 0
Total Operating Expenses |  |  |  | 0 | -10000 | -10250 | -10506.25 | -10768.9062 | -11038.1289 | -11314.0821 | -11596.9342 | -11886.8575 | -12184.029 | -82488.6297 | 0 | 0 | 0 | 0 | 0 | 0 | 0 | 0 | 0 | 0 | 0 | 0 | 0 | 0 | 0 | 0 | 0 | 0 | 0 | 0
Total Revenue - Total Operating Expenses | EBITDA |  |  | 0 | 180539.8 | 178864.3246 | 177184.5447 | 175500.2172 | 173811.0942 | 172116.9231 | 170417.4466 | 168712.4023 | 167001.5229 | 95284.5356 | 0 | 0 | 0 | 0 | 0 | 0 | 0 | 0 | 0 | 0 | 0 | 0 | 0 | 0 | 0 | 0 | 0 | 0 | 0 | 0
Federal Depreciation Expense |  |  |  |  | -365400 | -584640 | -350784 | -210470.4 | -210470.4 | -105235.2 | 0 | 0 | 0 | 0 | 0 | 0 | 0 | 0 | 0 | 0 | 0 | 0 | 0 | 0 | 0 | 0 | 0 | 0 | 0 | 0 | 0 | 0 | 0 | 0
| EBIT |  |  | 0 | -184860.2 | -405775.6754 | -173599.4553 | -34970.1828 | -36659.3058 | 66881.7231 | 170417.4466 | 168712.4023 | 167001.5229 | 95284.5356 | 0 | 0 | 0 | 0 | 0 | 0 | 0 | 0 | 0 | 0 | 0 | 0 | 0 | 0 | 0 | 0 | 0 | 0 | 0 | 0
Interest Expense |  |  |  |  | -55944 | -51699.6429 | -47200.6245 | -42431.6649 | -37376.5677 | -32018.1647 | -26338.2576 | -20317.556 | -13935.6123 | -7170.7519 | 0 | 0 | 0 | 0 | 0 | 0 | 0 | 0 | 0 | 0 | 0 | 0 | 0 | 0 | 0 | 0 | 0 | 0 | 0 | 0
| EBT |  |  | 0 | -240804.2 | -457475.3183 | -220800.0797 | -77401.8477 | -74035.8736 | 34863.5584 | 144079.189 | 148394.8464 | 153065.9106 | 88113.7836 | 0 | 0 | 0 | 0 | 0 | 0 | 0 | 0 | 0 | 0 | 0 | 0 | 0 | 0 | 0 | 0 | 0 | 0 | 0 | 0
Federal taxes saved/(paid) |  |  |  | 0 | 52662.0914 | 98206.1835 | 48551.7466 | 18489.9397 | 17839.6335 | -4967.6881 | -27836.0993 | -28669.8843 | -29572.3339 | -17023.583 | 0 | 0 | 0 | 0 | 0 | 0 | 0 | 0 | 0 | 0 | 0 | 0 | 0 | 0 | 0 | 0 | 0 | 0 | 0 | 0
State taxes saved/(paid) [can not deduct federal depreciation expense] |  |  |  | 0 | -9967.664 | -10173.1745 | -10398.7136 | -10645.4842 | -10914.7621 | -11207.9007 | -11526.3351 | -11871.5877 | -12245.2728 | -7049.1027 | 0 | 0 | 0 | 0 | 0 | 0 | 0 | 0 | 0 | 0 | 0 | 0 | 0 | 0 | 0 | 0 | 0 | 0 | 0 | 0
Net Income |  |  |  | 0 | -198109.7726 | -369442.3094 | -182647.0467 | -69557.3922 | -67111.0022 | 18687.9696 | 104716.7546 | 107853.3744 | 111248.3038 | 64041.0979 | 0 | 0 | 0 | 0 | 0 | 0 | 0 | 0 | 0 | 0 | 0 | 0 | 0 | 0 | 0 | 0 | 0 | 0 | 0 | 0
CASH FLOW STATEMENT
Cash From Operations (Net Income - Fed Depr Exp) |  |  |  | 0 | 167290.2274 | 215197.6906 | 168136.9533 | 140913.0078 | 143359.3978 | 123923.1696 | 104716.7546 | 107853.3744 | 111248.3038 | 64041.0979 | 0 | 0 | 0 | 0 | 0 | 0 | 0 | 0 | 0 | 0 | 0 | 0 | 0 | 0 | 0 | 0 | 0 | 0 | 0 | 0
Cash From Investing
Installed PV Cost; Income from Flip Sale |  |  |  | -2100000 | 0 | 0 | 0 | 0 | 0 | 0 | 0 | 0 | 0 | 525000 | 0 | 0 | 0 | 0 | 0 | 0 | 0 | 0 | 0 | 0 | 0 | 0 | 0 | 0 | 0 | 0 | 0 | 0 | 0 | 0
One Time Federal Solar Investment Tax Credit |  |  |  | 0: 546000
One Time State Solar Investment Tax Credit |  |  |  | 0: 0
Cash Flow From Investing |  |  |  | -1554000 | 0 | 0 | 0 | 0 | 0 | 0 | 0 | 0 | 0 | 525000 | 0 | 0 | 0 | 0 | 0 | 0 | 0 | 0 | 0 | 0 | 0 | 0 | 0 | 0 | 0 | 0 | 0 | 0 | 0 | 0
Cash From Financing (Original Loan)
Loan Disbursement |  |  |  | 0: 932400
Loan Repayment (Principle) |  |  |  |  | -70739.2842 | -74983.6413 | -79482.6598 | -84251.6194 | -89306.7165 | -94665.1195 | -100345.0267 | -106365.7283 | -112747.672 | -119512.5323 | 0 | 0 | 0 | 0 | 0 | 0 | 0 | 0 | 0 | 0 | 0 | 0 | 0 | 0 | 0 | 0 | 0 | 0 | 0 | 0
Cash Flow From Financing |  |  |  | 932400 | -70739.2842 | -74983.6413 | -79482.6598 | -84251.6194 | -89306.7165 | -94665.1195 | -100345.0267 | -106365.7283 | -112747.672 | -119512.5323 | 0 | 0 | 0 | 0 | 0 | 0 | 0 | 0 | 0 | 0 | 0 | 0 | 0 | 0 | 0 | 0 | 0 | 0 | 0 | 0
Annual Cash Flow |  |  |  | -621600 | 96550.9432 | 140214.0493 | 88654.2935 | 56661.3885 | 54052.6813 | 29258.0501 | 4371.7279 | 1487.6461 | -1499.3682 | 469528.5656 | 0 | 0 | 0 | 0 | 0 | 0 | 0 | 0 | 0 | 0 | 0 | 0 | 0 | 0 | 0 | 0 | 0 | 0 | 0 | 0
Cumulative Cash Flow |  |  |  | -621600 | -525049.0568 | -384835.0075 | -296180.714 | -239519.3255 | -185466.6442 | -156208.5942 | -151836.8663 | -150349.2202 | -151848.5883 | 317679.9773 | 317679.9773 | 317679.9773 | 317679.9773 | 317679.9773 | 317679.9773 | 317679.9773 | 317679.9773 | 317679.9773 | 317679.9773 | 317679.9773 | 317679.9773 | 317679.9773 | 317679.9773 | 317679.9773 | 317679.9773 | 317679.9773 | 317679.9773 | 317679.9773 | 317679.9773 | 317679.9773
DEBT SCHEDULES - Original Loan
[5 empty] | Year | Year | Year | Year | Year | Year | Year | Year | Year | Year | Year | Year | Year | Year | Year | Year | Year | Year | Year | Year | Year | Year | Year | Year | Year | Year | Year | Year | Year | Year
[5 empty] | 1 | 2 | 3 | 4 | 5 | 6 | 7 | 8 | 9 | 10 | 11 | 12 | 13 | 14 | 15 | 16 | 17 | 18 | 19 | 20 | 21 | 22 | 23 | 24 | 25 | 26 | 27 | 28 | 29 | 30
Beginning Balance |  |  |  |  | 932400 | 861660.7158 | 786677.0745 | 707194.4147 | 622942.7953 | 533636.0788 | 438970.9593 | 338625.9326 | 232260.2043 | 119512.5323 | -3.3469e-10 | -3.3469e-10 | -3.3469e-10 | -3.3469e-10 | -3.3469e-10 | -3.3469e-10 | -3.3469e-10 | -3.3469e-10 | -3.3469e-10 | -3.3469e-10 | -3.3469e-10 | -3.3469e-10 | -3.3469e-10 | -3.3469e-10 | -3.3469e-10 | -3.3469e-10 | -3.3469e-10 | -3.3469e-10 | -3.3469e-10 | -3.3469e-10
Debt Service |  |  |  |  | -126683.2842 | -126683.2842 | -126683.2842 | -126683.2842 | -126683.2842 | -126683.2842 | -126683.2842 | -126683.2842 | -126683.2842 | -126683.2842 | 0 | 0 | 0 | 0 | 0 | 0 | 0 | 0 | 0 | 0 | 0 | 0 | 0 | 0 | 0 | 0 | 0 | 0 | 0 | 0
Principle |  |  |  |  | -70739.2842 | -74983.6413 | -79482.6598 | -84251.6194 | -89306.7165 | -94665.1195 | -100345.0267 | -106365.7283 | -112747.672 | -119512.5323 | 0 | 0 | 0 | 0 | 0 | 0 | 0 | 0 | 0 | 0 | 0 | 0 | 0 | 0 | 0 | 0 | 0 | 0 | 0 | 0
Interest |  |  |  |  | -55944 | -51699.6429 | -47200.6245 | -42431.6649 | -37376.5677 | -32018.1647 | -26338.2576 | -20317.556 | -13935.6123 | -7170.7519 | 0 | 0 | 0 | 0 | 0 | 0 | 0 | 0 | 0 | 0 | 0 | 0 | 0 | 0 | 0 | 0 | 0 | 0 | 0 | 0
Ending Balance |  |  |  |  | 861660.7158 | 786677.0745 | 707194.4147 | 622942.7953 | 533636.0788 | 438970.9593 | 338625.9326 | 232260.2043 | 119512.5323 | -3.3469e-10 | -3.3469e-10 | -3.3469e-10 | -3.3469e-10 | -3.3469e-10 | -3.3469e-10 | -3.3469e-10 | -3.3469e-10 | -3.3469e-10 | -3.3469e-10 | -3.3469e-10 | -3.3469e-10 | -3.3469e-10 | -3.3469e-10 | -3.3469e-10 | -3.3469e-10 | -3.3469e-10 | -3.3469e-10 | -3.3469e-10 | -3.3469e-10 | -3.3469e-10
Flip/Buyout Owner
FINANCIAL SCHEDULES
INCOME STATEMENT
Displaced Electricity Value |  |  |  |  | 0 | 0 | 0 | 0 | 0 | 0 | 0 | 0 | 0 | 0 | 202618.7031 | 205637.7218 | 208701.7238 | 211811.3795 | 214967.3691 | 218170.3829 | 221421.1216 | 224720.2963 | 228068.6287 | 231466.8513 | 234915.7074 | 238415.9514 | 241968.3491 | 245573.6775 | 249232.7253 | 0 | 0 | 0 | 0 | 0
Solar Tariff Electricity Revenue (followed by Disp Elec Value) |  |  |  |  | 0 | 0 | 0 | 0 | 0 | 0 | 0 | 0 | 0 | 0 | 221623.8782 | 220515.7588 | 219413.18 | 218316.1141 | 217224.5335 | 216138.4108 | 215057.7188 | 213982.4302 | 212912.518 | 211847.9554 | 234915.7074 | 238415.9514 | 241968.3491 | 245573.6775 | 249232.7253 | 0 | 0 | 0 | 0 | 0
REC Revenue |  |  |  |  | 0 | 0 | 0 | 0 | 0 | 0 | 0 | 0 | 0 | 0 | 0 | 0 | 0 | 0 | 0 | 0 | 0 | 0 | 0 | 0 | 26348.5895 | 26216.8465 | 26085.7623 | 25955.3335 | 25825.5568 | 0 | 0 | 0 | 0 | 0
Off-Taker Discounts |  |  |  |  | 0 | 0 | 0 | 0 | 0 | 0 | 0 | 0 | 0 | 0 | -20261.8703 | -20563.7722 | -20870.1724 | -21181.138 | -21496.7369 | -21817.0383 | -22142.1122 | -22472.0296 | -22806.8629 | -23146.6851 | -23491.5707 | -23841.5951 | -24196.8349 | -24557.3677 | -24923.2725 | 0 | 0 | 0 | 0 | 0
PILOT / Lease Payment Agreement |  |  |  |  | 0 | 0 | 0 | 0 | 0 | 0 | 0 | 0 | 0 | 0 | -25000 | -25000 | -25000 | -25000 | -25000 | -25000 | -25000 | -25000 | -25000 | -25000 | -25000 | -25000 | -25000 | -25000 | -25000 | 0 | 0 | 0 | 0 | 0
Total Revenue |  |  |  |  | 0 | 0 | 0 | 0 | 0 | 0 | 0 | 0 | 0 | 0 | 176362.0078 | 174951.9866 | 173543.0076 | 172134.9761 | 170727.7966 | 169321.3725 | 167915.6066 | 166510.4006 | 165105.6552 | 163701.2703 | 212772.7261 | 215791.2028 | 218857.2765 | 221971.6432 | 225135.0095 | 0 | 0 | 0 | 0 | 0
Operations & Maintenance Costs |  |  |  |  | 0 | 0 | 0 | 0 | 0 | 0 | 0 | 0 | 0 | 0 | -12800.8454 | -13120.8666 | -13448.8882 | -13785.1104 | -14129.7382 | -14482.9817 | -14845.0562 | -15216.1826 | -15596.5872 | -15986.5019 | -16386.1644 | -16795.8185 | -17215.714 | -17646.1068 | -18087.2595 | 0 | 0 | 0 | 0 | 0
Inverter Replacement Cost |  |  |  |  | 0 | 0 | 0 | 0 | 0 | 0 | 0 | 0 | 0 | 0 | 0 | 0 | 0 | 0 | 0 | 0 | 0 | 0 | 0 | -70000 | 0 | 0 | 0 | 0 | 0 | 0 | 0 | 0 | 0 | 0
Total Operating Expenses |  |  |  |  | 0 | 0 | 0 | 0 | 0 | 0 | 0 | 0 | 0 | 0 | -12800.8454 | -13120.8666 | -13448.8882 | -13785.1104 | -14129.7382 | -14482.9817 | -14845.0562 | -15216.1826 | -15596.5872 | -85986.5019 | -16386.1644 | -16795.8185 | -17215.714 | -17646.1068 | -18087.2595 | 0 | 0 | 0 | 0 | 0
Total Revenue - Total Operating Expenses | EBITDA |  |  |  | 0 | 0 | 0 | 0 | 0 | 0 | 0 | 0 | 0 | 0 | 163561.1624 | 161831.12 | 160094.1193 | 158349.8657 | 156598.0584 | 154838.3909 | 153070.5504 | 151294.2179 | 149509.068 | 77714.7685 | 196386.5617 | 198995.3843 | 201641.5625 | 204325.5364 | 207047.7501 | 0 | 0 | 0 | 0 | 0
Federal Depreciation Expense |  |  |  |  | 0 | 0 | 0 | 0 | 0 | 0 | 0 | 0 | 0 | 0 | 0 | 0 | 0 | 0 | 0 | 0 | 0 | 0 | 0 | 0 | 0 | 0 | 0 | 0 | 0 | 0 | 0 | 0 | 0 | 0
| EBIT |  |  |  | 0 | 0 | 0 | 0 | 0 | 0 | 0 | 0 | 0 | 0 | 163561.1624 | 161831.12 | 160094.1193 | 158349.8657 | 156598.0584 | 154838.3909 | 153070.5504 | 151294.2179 | 149509.068 | 77714.7685 | 196386.5617 | 198995.3843 | 201641.5625 | 204325.5364 | 207047.7501 | 0 | 0 | 0 | 0 | 0
Interest Expense |  |  |  |  | 0 | 0 | 0 | 0 | 0 | 0 | 0 | 0 | 0 | 0 | -18900 | -17466.0956 | -15946.1569 | -14335.0219 | -12627.2188 | -10816.9475 | -8898.06 | -6864.0392 | -4707.9771 | -2422.5513 | 0 | 0 | 0 | 0 | 0 | 0 | 0 | 0 | 0 | 0
| EBT |  |  |  | 0 | 0 | 0 | 0 | 0 | 0 | 0 | 0 | 0 | 0 | 144661.1624 | 144365.0244 | 144147.9624 | 144014.8438 | 143970.8396 | 144021.4433 | 144172.4904 | 144430.1788 | 144801.0909 | 75292.2171 | 196386.5617 | 198995.3843 | 201641.5625 | 204325.5364 | 207047.7501 | 0 | 0 | 0 | 0 | 0
Federal taxes saved/(paid) |  |  |  |  | 0 | 0 | 0 | 0 | 0 | 0 | 0 | 0 | 0 | 0 | -27948.5366 | -27891.3227 | -27849.3863 | -27823.6678 | -27815.1662 | -27824.9429 | -27854.1252 | -27903.9105 | -27975.5708 | -14546.4564 | -37941.8837 | -38445.9082 | -38957.1499 | -39475.6936 | -40001.6253 | 0 | 0 | 0 | 0 | 0
State taxes saved/(paid) [can not deduct federal depreciation expense] |  |  |  |  | 0 | 0 | 0 | 0 | 0 | 0 | 0 | 0 | 0 | 0 | -11572.893 | -11549.202 | -11531.837 | -11521.1875 | -11517.6672 | -11521.7155 | -11533.7992 | -11554.4143 | -11584.0873 | -6023.3774 | -15710.9249 | -15919.6307 | -16131.325 | -16346.0429 | -16563.82 | 0 | 0 | 0 | 0 | 0
Net Income |  |  |  |  | 0 | 0 | 0 | 0 | 0 | 0 | 0 | 0 | 0 | 0 | 105139.7328 | 104924.4998 | 104766.7391 | 104669.9884 | 104638.0062 | 104674.785 | 104784.566 | 104971.8539 | 105241.4328 | 54722.3834 | 142733.753 | 144629.8453 | 146553.0876 | 148503.7998 | 150482.3047 | 0 | 0 | 0 | 0 | 0
CASH FLOW STATEMENT
Cash From Operations (Net Income - Fed Depr Exp) |  |  |  |  | 0 | 0 | 0 | 0 | 0 | 0 | 0 | 0 | 0 | 0 | 105139.7328 | 104924.4998 | 104766.7391 | 104669.9884 | 104638.0062 | 104674.785 | 104784.566 | 104971.8539 | 105241.4328 | 54722.3834 | 142733.753 | 144629.8453 | 146553.0876 | 148503.7998 | 150482.3047 | 0 | 0 | 0 | 0 | 0
Cash From Investing
PV Investment from Flip Sale |  |  |  |  | 0 | 0 | 0 | 0 | 0 | 0 | 0 | 0 | 0 | -525000 | 0 | 0 | 0 | 0 | 0 | 0 | 0 | 0 | 0 | 0 | 0 | 0 | 0 | 0 | 0 | 0 | 0 | 0 | 0 | 0
One Time Federal Solar Investment Tax Credit
One Time State Solar Investment Tax Credit
Cash Flow From Investing |  |  |  |  | 0 | 0 | 0 | 0 | 0 | 0 | 0 | 0 | 0 | -525000 | 0 | 0 | 0 | 0 | 0 | 0 | 0 | 0 | 0 | 0 | 0 | 0 | 0 | 0 | 0 | 0 | 0 | 0 | 0 | 0
Flip / Buyout Loan
Cash From Financing
Loan Disbursement |  |  |  |  | 0 | 0 | 0 | 0 | 0 | 0 | 0 | 0 | 0 | 315000 | 0 | 0 | 0 | 0 | 0 | 0 | 0 | 0 | 0 | 0 | 0 | 0 | 0 | 0 | 0 | 0 | 0 | 0 | 0 | 0
Loan Repayment (Principle) |  |  |  |  | 0 | 0 | 0 | 0 | 0 | 0 | 0 | 0 | 0 | 0 | -23898.4068 | -25332.3112 | -26852.2499 | -28463.3849 | -30171.188 | -31981.4593 | -33900.3469 | -35934.3677 | -38090.4297 | -40375.8555 | 0 | 0 | 0 | 0 | 0 | 0 | 0 | 0 | 0 | 0
Cash Flow From Financing |  |  |  |  | 0 | 0 | 0 | 0 | 0 | 0 | 0 | 0 | 0 | 315000 | -23898.4068 | -25332.3112 | -26852.2499 | -28463.3849 | -30171.188 | -31981.4593 | -33900.3469 | -35934.3677 | -38090.4297 | -40375.8555 | 0 | 0 | 0 | 0 | 0 | 0 | 0 | 0 | 0 | 0
Annual Cash Flow |  |  |  |  | 0 | 0 | 0 | 0 | 0 | 0 | 0 | 0 | 0 | -210000 | 81241.326 | 79592.1885 | 77914.4892 | 76206.6035 | 74466.8182 | 72693.3257 | 70884.2192 | 69037.4863 | 67151.0031 | 14346.5279 | 142733.753 | 144629.8453 | 146553.0876 | 148503.7998 | 150482.3047 | 0 | 0 | 0 | 0 | 0
Cumulative Cash Flow |  |  |  |  | 0 | 0 | 0 | 0 | 0 | 0 | 0 | 0 | 0 | -210000 | -128758.674 | -49166.4855 | 28748.0037 | 104954.6072 | 179421.4254 | 252114.7511 | 322998.9703 | 392036.4566 | 459187.4597 | 473533.9876 | 616267.7406 | 760897.5859 | 907450.6735 | 1055954.4733 | 1206436.7781 | 1206436.7781 | 1206436.7781 | 1206436.7781 | 1206436.7781 | 1206436.7781
DEBT SCHEDULES - Flip / Buyout Loan
[5 empty] | Year | Year | Year | Year | Year | Year | Year | Year | Year | Year | Year | Year | Year | Year | Year | Year | Year | Year | Year | Year | Year | Year | Year | Year | Year | Year | Year | Year | Year | Year
[5 empty] | 1 | 2 | 3 | 4 | 5 | 6 | 7 | 8 | 9 | 10 | 11 | 12 | 13 | 14 | 15 | 16 | 17 | 18 | 19 | 20 | 21 | 22 | 23 | 24 | 25 | 26 | 27 | 28 | 29 | 30
Beginning Balance |  |  |  |  | 0 | 0 | 0 | 0 | 0 | 0 | 0 | 0 | 0 | 315000 | 315000 | 291101.5932 | 265769.2819 | 238917.032 | 210453.6471 | 180282.4591 | 148300.9998 | 114400.6529 | 78466.2852 | 40375.8555 | -1.0186e-10 | -1.0186e-10 | -1.0186e-10 | -1.0186e-10 | -1.0186e-10 | -1.0186e-10 | -1.0186e-10 | -1.0186e-10 | -1.0186e-10 | -1.0186e-10
Debt Service |  |  |  |  | 0 | 0 | 0 | 0 | 0 | 0 | 0 | 0 | 0 | 0 | -42798.4068 | -42798.4068 | -42798.4068 | -42798.4068 | -42798.4068 | -42798.4068 | -42798.4068 | -42798.4068 | -42798.4068 | -42798.4068 | 0 | 0 | 0 | 0 | 0 | 0 | 0 | 0 | 0 | 0
Principle |  |  |  |  | 0 | 0 | 0 | 0 | 0 | 0 | 0 | 0 | 0 | 0 | -23898.4068 | -25332.3112 | -26852.2499 | -28463.3849 | -30171.188 | -31981.4593 | -33900.3469 | -35934.3677 | -38090.4297 | -40375.8555 | 0 | 0 | 0 | 0 | 0 | 0 | 0 | 0 | 0 | 0
Interest |  |  |  |  | 0 | 0 | 0 | 0 | 0 | 0 | 0 | 0 | 0 | 0 | -18900 | -17466.0956 | -15946.1569 | -14335.0219 | -12627.2188 | -10816.9475 | -8898.06 | -6864.0392 | -4707.9771 | -2422.5513 | 0 | 0 | 0 | 0 | 0 | 0 | 0 | 0 | 0 | 0
Ending Balance |  |  |  |  | 0 | 0 | 0 | 0 | 0 | 0 | 0 | 0 | 0 | 315000 | 291101.5932 | 265769.2819 | 238917.032 | 210453.6471 | 180282.4591 | 148300.9998 | 114400.6529 | 78466.2852 | 40375.8555 | -1.0186e-10 | -1.0186e-10 | -1.0186e-10 | -1.0186e-10 | -1.0186e-10 | -1.0186e-10 | -1.0186e-10 | -1.0186e-10 | -1.0186e-10 | -1.0186e-10 | -1.0186e-10
Cash Flow Recipients
|  |  |  | Year | Year | Year | Year | Year | Year | Year | Year | Year | Year | Year | Year | Year | Year | Year | Year | Year | Year | Year | Year | Year | Year | Year | Year | Year | Year | Year | Year | Year | Year | Year
|  |  |  | 0 | 1 | 2 | 3 | 4 | 5 | 6 | 7 | 8 | 9 | 10 | 11 | 12 | 13 | 14 | 15 | 16 | 17 | 18 | 19 | 20 | 21 | 22 | 23 | 24 | 25 | 26 | 27 | 28 | 29 | 30
Outside Economy |  | NPV
Original Owner - Outside | 6% | 39745.5012 |  | -621600 | 96550.9432 | 140214.0493 | 88654.2935 | 56661.3885 | 54052.6813 | 29258.0501 | 4371.7279 | 1487.6461 | -1499.3682 | 469528.5656 | 0 | 0 | 0 | 0 | 0 | 0 | 0 | 0 | 0 | 0 | 0 | 0 | 0 | 0 | 0 | 0 | 0 | 0 | 0 | 0
Offtakers Outside Economy | 6% | 102728.0356 |  | 0 | 6990.48 | 7094.6382 | 7200.3483 | 7307.6334 | 7416.5172 | 7527.0233 | 7639.1759 | 7752.9997 | 7868.5194 | 7985.7603 | 8104.7481 | 8225.5089 | 8348.069 | 8472.4552 | 8598.6948 | 8726.8153 | 8856.8449 | 8988.8119 | 9122.7451 | 9258.6741 | 9396.6283 | 9536.6381 | 9678.734 | 9822.9471 | 9969.309 | 0 | 0 | 0 | 0 | 0
Lender Outside Economy | 6% | 265048.2618 |  | 0 | 55944 | 51699.6429 | 47200.6245 | 42431.6649 | 37376.5677 | 32018.1647 | 26338.2576 | 20317.556 | 13935.6123 | 7170.7519 | 0 | 0 | 0 | 0 | 0 | 0 | 0 | 0 | 0 | 0 | 0 | 0 | 0 | 0 | 0 | 0 | 0 | 0 | 0 | 0
Local Economy
Original Owner - Local | 6% | 0 |  | 0 | 0 | 0 | 0 | 0 | 0 | 0 | 0 | 0 | 0 | 0 | 0 | 0 | 0 | 0 | 0 | 0 | 0 | 0 | 0 | 0 | 0 | 0 | 0 | 0 | 0 | 0 | 0 | 0 | 0 | 0
Local Owner after Flip | 6% | 364418.7308 |  | 0 | 0 | 0 | 0 | 0 | 0 | 0 | 0 | 0 | 0 | -210000 | 81241.326 | 79592.1885 | 77914.4892 | 76206.6035 | 74466.8182 | 72693.3257 | 70884.2192 | 69037.4863 | 67151.0031 | 14346.5279 | 142733.753 | 144629.8453 | 146553.0876 | 148503.7998 | 150482.3047 | 0 | 0 | 0 | 0 | 0
Offtakers Local Economy | 6% | 154092.0534 |  | 0 | 10485.72 | 10641.9572 | 10800.5224 | 10961.4502 | 11124.7758 | 11290.5349 | 11458.7639 | 11629.4995 | 11802.779 | 11978.6404 | 12157.1222 | 12338.2633 | 12522.1034 | 12708.6828 | 12898.0421 | 13090.223 | 13285.2673 | 13483.2178 | 13684.1177 | 13888.0111 | 14094.9424 | 14304.9571 | 14518.1009 | 14734.4206 | 14953.9635 | 0 | 0 | 0 | 0 | 0
Lender Local Economy | 6% | 50000.5287 |  | 0 | 0 | 0 | 0 | 0 | 0 | 0 | 0 | 0 | 0 | 0 | 18900 | 17466.0956 | 15946.1569 | 14335.0219 | 12627.2188 | 10816.9475 | 8898.06 | 6864.0392 | 4707.9771 | 2422.5513 | 0 | 0 | 0 | 0 | 0 | 0 | 0 | 0 | 0 | 0
Community PILOT / Lease | 6% | 319583.904 |  | 0 | 25000 | 25000 | 25000 | 25000 | 25000 | 25000 | 25000 | 25000 | 25000 | 25000 | 25000 | 25000 | 25000 | 25000 | 25000 | 25000 | 25000 | 25000 | 25000 | 25000 | 25000 | 25000 | 25000 | 25000 | 25000 | 0 | 0 | 0 | 0 | 0
Total | N/A - sum of Local/Outside | 1295617.0156 |  | -621600 | 194971.1432 | 234650.2877 | 178855.7886 | 142362.137 | 134970.542 | 105093.773 | 74807.9253 | 66187.7012 | 57107.5425 | 311663.7183 | 145403.1963 | 142622.0563 | 139730.8185 | 136722.7634 | 133590.7739 | 130327.3116 | 126924.3913 | 123373.5551 | 119665.8431 | 64915.7644 | 191225.3238 | 193471.4404 | 195749.9225 | 198061.1676 | 200405.5773 | 0 | 0 | 0 | 0 | 0
Local Economy | 6% | 888095.217 |  | 0 | 35485.72 | 35641.9572 | 35800.5224 | 35961.4502 | 36124.7758 | 36290.5349 | 36458.7639 | 36629.4995 | 36802.779 | -173021.3596 | 137298.4482 | 134396.5474 | 131382.7495 | 128250.3082 | 124992.0791 | 121600.4962 | 118067.5465 | 114384.7432 | 110543.098 | 55657.0903 | 181828.6955 | 183934.8024 | 186071.1886 | 188238.2205 | 190436.2683 | 0 | 0 | 0 | 0 | 0
Outside Economy | 6% | 407521.7987 |  | -621600 | 159485.4232 | 199008.3304 | 143055.2662 | 106400.6868 | 98845.7662 | 68803.2381 | 38349.1614 | 29558.2017 | 20304.7635 | 484685.0779 | 8104.7481 | 8225.5089 | 8348.069 | 8472.4552 | 8598.6948 | 8726.8153 | 8856.8449 | 8988.8119 | 9122.7451 | 9258.6741 | 9396.6283 | 9536.6381 | 9678.734 | 9822.9471 | 9969.309 | 0 | 0 | 0 | 0 | 0
Cumulative - Local |  | 2259256.9252 |  | 0 | 35485.72 | 71127.6772 | 106928.1996 | 142889.6498 | 179014.4256 | 215304.9605 | 251763.7244 | 288393.2239 | 325196.003 | 152174.6434 | 289473.0916 | 423869.639 | 555252.3885 | 683502.6967 | 808494.7759 | 930095.2721 | 1048162.8186 | 1162547.5618 | 1273090.6598 | 1328747.7501 | 1510576.4455 | 1694511.2479 | 1880582.4365 | 2068820.657 | 2259256.9252 | 2259256.9252 | 2259256.9252 | 2259256.9252 | 2259256.9252 | 2259256.9252
Cumulative - Outside |  | 862003.5389 |  | -621600 | -462114.5768 | -263106.2464 | -120050.9802 | -13650.2934 | 85195.4728 | 153998.7109 | 192347.8723 | 221906.074 | 242210.8375 | 726895.9153 | 735000.6635 | 743226.1723 | 751574.2413 | 760046.6965 | 768645.3912 | 777372.2065 | 786229.0514 | 795217.8633 | 804340.6084 | 813599.2825 | 822995.9108 | 832532.5488 | 842211.2828 | 852034.2299 | 862003.5389 | 862003.5389 | 862003.5389 | 862003.5389 | 862003.5389 | 862003.5389
Local Investment Risk (Debt + Equity) |  | 525000
Outside Investment Risk (Debt + Equity) |  | 1029000
Note on E17: The MACRS establishes a set of class lives for various types of property, ranging from three to 50 years, over which the property may be depreciated. For solar, wind and geothermal property placed in service after 1986, the current MACRS property class is five years. Calc using half year convention, see IRS Publication 946, Appendeix A
Note on E18: If Non taxable entity use Straight line method, otherwise use MACRS

## C
Solar Photovoltaic Project Simple Financial Model |  |  |  | Financial Model adapted by UMass Clean Energy Extension to analyze Cash Flow of Economic Rents of Solar Projects (2019, 2020). |  |  | Disclaimer: This Unofficial Cash Flow Model is intended to provide non-residential entities that are considering the purchase and installation of solar energy equipment with a general understanding of possible financial implications of such purchase and installation. Those entities interested in learning more about the financial implications of the purchase and installation of solar energy equipment are urged to consult their own tax and financial experts. The information contained in the Unofficial Cash Flow Model may not be relied on by anyone for any purposes. Furthermore, the information contained in this model does not necessarily reflect the views of the Department of Energy Resources or the Commonwealth of Massachusetts, and reference to any specific method does not constitute an implied or expressed recommendation or endorsement of it. Neither the Department of Energy Resources nor the Commonwealth of Massachusetts make any warranties or representations, expressed or implied, as to the usefulness, completeness, or accuracy of any processes, methods or other information contained, described, disclosed, or referred to in this model. Finally, neither the Department of Energy Resources nor the Commonwealth of Massachusetts makes any representation that the use of any product, apparatus, process, method, or other information will not infringe privately owned property rights and assumes no liability of any kind or nature for any loss, injury, or damage directly or indirectly resulting from, or occurring in connection with, the use of information contained, described, disclosed, or referred to in this Unofficial Cash Flow Model.
DATA AND FINANCIAL SUMMARY
For Display only, these cells are locked
Key
Inputs Cells (from "User Inputs" Tab)
Sheet ID | C |  | Calculated Cells
Project Type | Community Owned (taxable)
Select Taxable or Non-Taxable Entity | Taxable (Corporation)
Project and Customer Cost Assumptions |  |  |  | Tax Assumptions
Solar Photovoltaic System Size | 1000000 | Watts (DC STC) |  | Federal Tax Rate |  | 21% | [29 empty] | 28 | 29 | 30
Total System Cost/Watt | 2.1 | /Watt (DC STC) |  | State Tax Rate |  | 8%
Total System Cost | 2100000 |  |  | Effective Tax Rate |  | 27.32%
Original Owner Economy Location | Local Economy |  |  | Federal Tax Credit |  | 26% | 546000
Flip Price | 0
Flip Year | 0 |  |  |  |  | 1 | 2 | 3 | 4 | 5 | 6 | 7 | 8 | 9 | 10 | 11 | 12 | 13 | 14 | 15 | 16 | 17 | 18 | 19 | 20 | 21 | 22 | 23 | 24 | 25 | 26 | 27 | 28 | 29 | 30
Rebate$ per/Watt | 0 | $/Watt (DC STC) |  | 5 Year Accelerated Schd (MACRS) |  | 1: 20%; 2: 32%; 3: 19.2%; 4: 11.52%; 5: 11.52%; 6: 5.76%
Total Rebate |  |  |  | Depreciation |  | 20% | 32% | 19.2% | 11.52% | 11.52% | 5.76% | 0% | 0% | 0% | 0% | 0% | 0% | 0% | 0% | 0% | 0% | 0% | 0% | 0% | 0% | 0% | 0% | 0% | 0% | 0% | 0% | 0% | 0% | 0% | 0%
State Solar Income Tax Credit | 0 |  |  | Asset Basis
|  |  |  | Gross Cost |  | 1: 2100000
Project Performance and Savings/ Cost Assumptions |  |  |  | State/CEC Rebate |  | 1: 0
Annual Net Capacity Factor | 13.3% |  |  | Less 50% of Federal Tax Credit |  | 1: -273000
Annual Production Degradation | 0.5% |  |  | Asset Basis |  | 1: 1827000
Project (Cash Flow) Life | 25 |  |  | Financing Assumptions |  | 3: Loan after Flip
Depreciation Life (for Starndard SL Depreciation, only) | 20 |  |  | % of Total Cost Financed w/ Cash |  | 1: 29.6%; 2: Cash; 3: 0%
Solar Tariff Rate | 0.2 |  |  | % of Total Cost Financed w/ Loan |  | 1: 44.4%; 3: 100%
Solar Tariff Term | 20 | Years |  | Loan Interest Rate |  | 1: 6%; 2: Loan; 3: 0%
REC price (post Tariff) | 25 | per MWh |  | Loan Period |  | 1: 15; 3: 0; 4: Years (must be equal to or less than project life)
Electricity Revenue (Avoided Costs) | 0.15 | $/kWh |  | Net Cost |  | 1: 2100000
Electricity Revenue (Avoided Costs) Annual Adjustor | 2% | % |  | Loan |  | 1: 932400; 3: 0
Annual Operations and Maintenance Cost Factor | 10 | $/kW/Year |  | Lender Local? |  | 1: Yes; 3: 0
Annual Operations and Maintenance Cost | 10000 | $/Year |  |  |  | 1: 1; 3: 0
Annual Operations and Maintenance Adjustor | 2.5% | %
Future Inverter Replacement Cost | 0.07 | $/Watt (DC STC)
Inverter Life, Replace Every X Years | 10 | Year (must be equal to or less than project life)
Electric or Net-Metering Off-taker Discount | 25%
Electric or Net-Metering Off-takers in Local Economy | 100%
PILOT / Lease Payment Agreement (combined) | 10000 | $/year (for Project Life)
PRO FORMA AND PRODUCTION
|  |  |  | Investment Year | Year | Year | Year | Year | Year | Year | Year | Year | Year | Year | Year | Year | Year | Year | Year | Year | Year | Year | Year | Year | Year | Year | Year | Year | Year | Year | Year | Year | Year | Year
Project Output |  |  |  | 0 | 1 | 2 | 3 | 4 | 5 | 6 | 7 | 8 | 9 | 10 | 11 | 12 | 13 | 14 | 15 | 16 | 17 | 18 | 19 | 20 | 21 | 22 | 23 | 24 | 25 | 26 | 27 | 28 | 29 | 30
Annual Generation (kWh) |  |  |  |  | 1165080 | 1159254.6 | 1153458.327 | 1147691.0354 | 1141952.5802 | 1136242.8173 | 1130561.6032 | 1124908.7952 | 1119284.2512 | 1113687.83 | 1108119.3908 | 1102578.7938 | 1097065.8999 | 1091580.5704 | 1086122.6675 | 1080692.0542 | 1075288.5939 | 1069912.151 | 1064562.5902 | 1059239.7772 | 1053943.5784 | 1048673.8605 | 1043430.4912 | 1038213.3387 | 1033022.272 | 0 | 0 | 0 | 0 | 0
Original Owner | bar: 0 to 30
Flip/Buyout Owner |  |  |  | 0 | 0 | 0 | 0 | 0 | 0 | 0 | 0 | 0 | 0 | 0 | 0 | 0 | 0 | 0 | 0 | 0 | 0 | 0 | 0 | 0 | 0 | 0 | 0 | 0 | 0 | 0 | 0 | 0 | 0 | 0
FINANCIAL SCHEDULES
INCOME STATEMENT
Displaced Electricity Value |  |  |  |  | 174762 | 177365.9538 | 180008.7065 | 182690.8362 | 185412.9297 | 188175.5824 | 190979.3985 | 193824.9916 | 196712.9839 | 199644.0074 | 202618.7031 | 205637.7218 | 208701.7238 | 211811.3795 | 214967.3691 | 218170.3829 | 221421.1216 | 224720.2963 | 228068.6287 | 231466.8513 | 234915.7074 | 238415.9514 | 241968.3491 | 245573.6775 | 249232.7253 | 0 | 0 | 0 | 0 | 0
Solar Tariff Electricity Revenue (followed by Disp Elec Value) |  |  |  |  | 233016 | 231850.92 | 230691.6654 | 229538.2071 | 228390.516 | 227248.5635 | 226112.3206 | 224981.759 | 223856.8502 | 222737.566 | 221623.8782 | 220515.7588 | 219413.18 | 218316.1141 | 217224.5335 | 216138.4108 | 215057.7188 | 213982.4302 | 212912.518 | 211847.9554 | 234915.7074 | 238415.9514 | 241968.3491 | 245573.6775 | 249232.7253 | 0 | 0 | 0 | 0 | 0
REC Revenue |  |  |  |  | 0 | 0 | 0 | 0 | 0 | 0 | 0 | 0 | 0 | 0 | 0 | 0 | 0 | 0 | 0 | 0 | 0 | 0 | 0 | 0 | 26348.5895 | 26216.8465 | 26085.7623 | 25955.3335 | 25825.5568 | 0 | 0 | 0 | 0 | 0
Off-Taker Discounts |  |  |  |  | -43690.5 | -44341.4885 | -45002.1766 | -45672.7091 | -46353.2324 | -47043.8956 | -47744.8496 | -48456.2479 | -49178.246 | -49911.0019 | -50654.6758 | -51409.4304 | -52175.431 | -52952.8449 | -53741.8423 | -54542.5957 | -55355.2804 | -56180.0741 | -57017.1572 | -57866.7128 | -58728.9268 | -59603.9879 | -60492.0873 | -61393.4194 | -62308.1813 | 0 | 0 | 0 | 0 | 0
PILOT / Lease Payment Agreement |  |  |  |  | -10000 | -10000 | -10000 | -10000 | -10000 | -10000 | -10000 | -10000 | -10000 | -10000 | -10000 | -10000 | -10000 | -10000 | -10000 | -10000 | -10000 | -10000 | -10000 | -10000 | -10000 | -10000 | -10000 | -10000 | -10000 | 0 | 0 | 0 | 0 | 0
Total Revenue |  |  |  | 0 | 179325.5 | 177509.4316 | 175689.4888 | 173865.498 | 172037.2836 | 170204.6679 | 168367.471 | 166525.5111 | 164678.6043 | 162826.5641 | 160969.2024 | 159106.3283 | 157237.749 | 155363.2692 | 153482.6912 | 151595.8151 | 149702.4384 | 147802.3561 | 145895.3609 | 143981.2426 | 192535.37 | 195028.8101 | 197562.0241 | 200135.5916 | 202750.1008 | 0 | 0 | 0 | 0 | 0
Operations & Maintenance Costs |  |  |  |  | -10000 | -10250 | -10506.25 | -10768.9062 | -11038.1289 | -11314.0821 | -11596.9342 | -11886.8575 | -12184.029 | -12488.6297 | -12800.8454 | -13120.8666 | -13448.8882 | -13785.1104 | -14129.7382 | -14482.9817 | -14845.0562 | -15216.1826 | -15596.5872 | -15986.5019 | -16386.1644 | -16795.8185 | -17215.714 | -17646.1068 | -18087.2595 | 0 | 0 | 0 | 0 | 0
Inverter Replacement Cost |  |  |  |  | 0 | 0 | 0 | 0 | 0 | 0 | 0 | 0 | 0 | -70000 | 0 | 0 | 0 | 0 | 0 | 0 | 0 | 0 | 0 | -70000 | 0 | 0 | 0 | 0 | 0 | 0 | 0 | 0 | 0 | 0
Total Operating Expenses |  |  |  | 0 | -10000 | -10250 | -10506.25 | -10768.9062 | -11038.1289 | -11314.0821 | -11596.9342 | -11886.8575 | -12184.029 | -82488.6297 | -12800.8454 | -13120.8666 | -13448.8882 | -13785.1104 | -14129.7382 | -14482.9817 | -14845.0562 | -15216.1826 | -15596.5872 | -85986.5019 | -16386.1644 | -16795.8185 | -17215.714 | -17646.1068 | -18087.2595 | 0 | 0 | 0 | 0 | 0
Total Revenue - Total Operating Expenses | EBITDA |  |  | 0 | 169325.5 | 167259.4316 | 165183.2388 | 163096.5918 | 160999.1547 | 158890.5857 | 156770.5368 | 154638.6536 | 152494.5753 | 80337.9344 | 148168.3569 | 145985.4617 | 143788.8608 | 141578.1587 | 139352.953 | 137112.8335 | 134857.3822 | 132586.1735 | 130298.7737 | 57994.7408 | 176149.2056 | 178232.9916 | 180346.3101 | 182489.4848 | 184662.8413 | 0 | 0 | 0 | 0 | 0
Federal Depreciation Expense |  |  |  |  | -365400 | -584640 | -350784 | -210470.4 | -210470.4 | -105235.2 | 0 | 0 | 0 | 0 | 0 | 0 | 0 | 0 | 0 | 0 | 0 | 0 | 0 | 0 | 0 | 0 | 0 | 0 | 0 | 0 | 0 | 0 | 0 | 0
| EBIT |  |  | 0 | -196074.5 | -417380.5684 | -185600.7612 | -47373.8082 | -49471.2453 | 53655.3857 | 156770.5368 | 154638.6536 | 152494.5753 | 80337.9344 | 148168.3569 | 145985.4617 | 143788.8608 | 141578.1587 | 139352.953 | 137112.8335 | 134857.3822 | 132586.1735 | 130298.7737 | 57994.7408 | 176149.2056 | 178232.9916 | 180346.3101 | 182489.4848 | 184662.8413 | 0 | 0 | 0 | 0 | 0
Interest Expense |  |  |  |  | -55944 | -53540.4911 | -50992.7717 | -48292.1892 | -45429.5717 | -42395.1971 | -39178.76 | -35769.3368 | -32155.3481 | -28324.5201 | -24263.8425 | -19959.5242 | -15396.9468 | -10560.6147 | -5434.1027 | 0 | 0 | 0 | 0 | 0 | 0 | 0 | 0 | 0 | 0 | 0 | 0 | 0 | 0 | 0
| EBT |  |  | 0 | -252018.5 | -470921.0596 | -236593.533 | -95665.9974 | -94900.8169 | 11260.1887 | 117591.7768 | 118869.3168 | 120339.2272 | 52013.4143 | 123904.5145 | 126025.9376 | 128391.914 | 131017.5441 | 133918.8503 | 137112.8335 | 134857.3822 | 132586.1735 | 130298.7737 | 57994.7408 | 176149.2056 | 178232.9916 | 180346.3101 | 182489.4848 | 184662.8413 | 0 | 0 | 0 | 0 | 0
Federal taxes saved/(paid) |  |  |  | 0 | 54828.6942 | 100803.9007 | 51603.0418 | 22018.5734 | 21870.7406 | -407.5171 | -22718.7313 | -22965.552 | -23249.5387 | -10048.9916 | -23938.3522 | -24348.2111 | -24805.3178 | -25312.5895 | -25873.1219 | -26490.1994 | -26054.4462 | -25615.6487 | -25173.7231 | -11204.5839 | -34032.0265 | -34434.614 | -34842.9071 | -35256.9685 | -35676.8609 | 0 | 0 | 0 | 0 | 0
State taxes saved/(paid) [can not deduct federal depreciation expense] |  |  |  | 0 | -9070.52 | -9097.5152 | -9135.2374 | -9184.3522 | -9245.5666 | -9319.6311 | -9407.3421 | -9509.5453 | -9627.1382 | -4161.0731 | -9912.3612 | -10082.075 | -10271.3531 | -10481.4035 | -10713.508 | -10969.0267 | -10788.5906 | -10606.8939 | -10423.9019 | -4639.5793 | -14091.9364 | -14258.6393 | -14427.7048 | -14599.1588 | -14773.0273 | 0 | 0 | 0 | 0 | 0
Net Income |  |  |  | 0 | -206260.3258 | -379214.6741 | -194125.7286 | -82831.7762 | -82275.643 | 1533.0405 | 85465.7034 | 86394.2195 | 87462.5503 | 37803.3495 | 90053.8011 | 91595.6514 | 93315.2431 | 95223.551 | 97332.2204 | 99653.6074 | 98014.3454 | 96363.6309 | 94701.1487 | 42150.5776 | 128025.2426 | 129539.7383 | 131075.6982 | 132633.3575 | 134212.953 | 0 | 0 | 0 | 0 | 0
CASH FLOW STATEMENT
Cash From Operations (Net Income - Fed Depr Exp) |  |  |  | 0 | 159139.6742 | 205425.3259 | 156658.2714 | 127638.6238 | 128194.757 | 106768.2405 | 85465.7034 | 86394.2195 | 87462.5503 | 37803.3495 | 90053.8011 | 91595.6514 | 93315.2431 | 95223.551 | 97332.2204 | 99653.6074 | 98014.3454 | 96363.6309 | 94701.1487 | 42150.5776 | 128025.2426 | 129539.7383 | 131075.6982 | 132633.3575 | 134212.953 | 0 | 0 | 0 | 0 | 0
Cash From Investing
Installed PV Cost; Income from Flip Sale |  |  |  | -2100000 | 0 | 0 | 0 | 0 | 0 | 0 | 0 | 0 | 0 | 0 | 0 | 0 | 0 | 0 | 0 | 0 | 0 | 0 | 0 | 0 | 0 | 0 | 0 | 0 | 0 | 0 | 0 | 0 | 0 | 0
One Time Federal Solar Investment Tax Credit |  |  |  | 0: 546000
One Time State Solar Investment Tax Credit |  |  |  | 0: 0
Cash Flow From Investing |  |  |  | -1554000 | 0 | 0 | 0 | 0 | 0 | 0 | 0 | 0 | 0 | 0 | 0 | 0 | 0 | 0 | 0 | 0 | 0 | 0 | 0 | 0 | 0 | 0 | 0 | 0 | 0 | 0 | 0 | 0 | 0 | 0
Cash From Financing (Original Loan)
Loan Disbursement |  |  |  | 0: 932400
Loan Repayment (Principle) |  |  |  |  | -40058.4811 | -42461.99 | -45009.7094 | -47710.2919 | -50572.9095 | -53607.284 | -56823.7211 | -60233.1443 | -63847.133 | -67677.961 | -71738.6386 | -76042.9569 | -80605.5344 | -85441.8664 | -90568.3784 | 0 | 0 | 0 | 0 | 0 | 0 | 0 | 0 | 0 | 0 | 0 | 0 | 0 | 0 | 0
Cash Flow From Financing |  |  |  | 932400 | -40058.4811 | -42461.99 | -45009.7094 | -47710.2919 | -50572.9095 | -53607.284 | -56823.7211 | -60233.1443 | -63847.133 | -67677.961 | -71738.6386 | -76042.9569 | -80605.5344 | -85441.8664 | -90568.3784 | 0 | 0 | 0 | 0 | 0 | 0 | 0 | 0 | 0 | 0 | 0 | 0 | 0 | 0 | 0
Annual Cash Flow |  |  |  | -621600 | 119081.1931 | 162963.3359 | 111648.5621 | 79928.3319 | 77621.8475 | 53160.9564 | 28641.9823 | 26161.0751 | 23615.4173 | -29874.6115 | 18315.1625 | 15552.6945 | 12709.7088 | 9781.6846 | 6763.842 | 99653.6074 | 98014.3454 | 96363.6309 | 94701.1487 | 42150.5776 | 128025.2426 | 129539.7383 | 131075.6982 | 132633.3575 | 134212.953 | 0 | 0 | 0 | 0 | 0
Cumulative Cash Flow |  |  |  | -621600 | -502518.8069 | -339555.471 | -227906.9089 | -147978.5771 | -70356.7296 | -17195.7731 | 11446.2092 | 37607.2843 | 61222.7016 | 31348.0902 | 49663.2527 | 65215.9471 | 77925.6559 | 87707.3405 | 94471.1825 | 194124.7899 | 292139.1352 | 388502.7661 | 483203.9148 | 525354.4924 | 653379.735 | 782919.4733 | 913995.1715 | 1046628.529 | 1180841.482 | 1180841.482 | 1180841.482 | 1180841.482 | 1180841.482 | 1180841.482
DEBT SCHEDULES - Original Loan
[5 empty] | Year | Year | Year | Year | Year | Year | Year | Year | Year | Year | Year | Year | Year | Year | Year | Year | Year | Year | Year | Year | Year | Year | Year | Year | Year | Year | Year | Year | Year | Year
[5 empty] | 1 | 2 | 3 | 4 | 5 | 6 | 7 | 8 | 9 | 10 | 11 | 12 | 13 | 14 | 15 | 16 | 17 | 18 | 19 | 20 | 21 | 22 | 23 | 24 | 25 | 26 | 27 | 28 | 29 | 30
Beginning Balance |  |  |  |  | 932400 | 892341.5189 | 849879.5289 | 804869.8195 | 757159.5276 | 706586.6181 | 652979.3341 | 596155.613 | 535922.4687 | 472075.3357 | 404397.3748 | 332658.7361 | 256615.7792 | 176010.2448 | 90568.3784 | 3.929e-10 | 3.929e-10 | 3.929e-10 | 3.929e-10 | 3.929e-10 | 3.929e-10 | 3.929e-10 | 3.929e-10 | 3.929e-10 | 3.929e-10 | 3.929e-10 | 3.929e-10 | 3.929e-10 | 3.929e-10 | 3.929e-10
Debt Service |  |  |  |  | -96002.4811 | -96002.4811 | -96002.4811 | -96002.4811 | -96002.4811 | -96002.4811 | -96002.4811 | -96002.4811 | -96002.4811 | -96002.4811 | -96002.4811 | -96002.4811 | -96002.4811 | -96002.4811 | -96002.4811 | 0 | 0 | 0 | 0 | 0 | 0 | 0 | 0 | 0 | 0 | 0 | 0 | 0 | 0 | 0
Principle |  |  |  |  | -40058.4811 | -42461.99 | -45009.7094 | -47710.2919 | -50572.9095 | -53607.284 | -56823.7211 | -60233.1443 | -63847.133 | -67677.961 | -71738.6386 | -76042.9569 | -80605.5344 | -85441.8664 | -90568.3784 | 0 | 0 | 0 | 0 | 0 | 0 | 0 | 0 | 0 | 0 | 0 | 0 | 0 | 0 | 0
Interest |  |  |  |  | -55944 | -53540.4911 | -50992.7717 | -48292.1892 | -45429.5717 | -42395.1971 | -39178.76 | -35769.3368 | -32155.3481 | -28324.5201 | -24263.8425 | -19959.5242 | -15396.9468 | -10560.6147 | -5434.1027 | 0 | 0 | 0 | 0 | 0 | 0 | 0 | 0 | 0 | 0 | 0 | 0 | 0 | 0 | 0
Ending Balance |  |  |  |  | 892341.5189 | 849879.5289 | 804869.8195 | 757159.5276 | 706586.6181 | 652979.3341 | 596155.613 | 535922.4687 | 472075.3357 | 404397.3748 | 332658.7361 | 256615.7792 | 176010.2448 | 90568.3784 | 3.929e-10 | 3.929e-10 | 3.929e-10 | 3.929e-10 | 3.929e-10 | 3.929e-10 | 3.929e-10 | 3.929e-10 | 3.929e-10 | 3.929e-10 | 3.929e-10 | 3.929e-10 | 3.929e-10 | 3.929e-10 | 3.929e-10 | 3.929e-10
Flip/Buyout Owner
FINANCIAL SCHEDULES
INCOME STATEMENT
Displaced Electricity Value |  |  |  |  | 0 | 0 | 0 | 0 | 0 | 0 | 0 | 0 | 0 | 0 | 0 | 0 | 0 | 0 | 0 | 0 | 0 | 0 | 0 | 0 | 0 | 0 | 0 | 0 | 0 | 0 | 0 | 0 | 0 | 0
Solar Tariff Electricity Revenue (followed by Disp Elec Value) |  |  |  |  | 0 | 0 | 0 | 0 | 0 | 0 | 0 | 0 | 0 | 0 | 0 | 0 | 0 | 0 | 0 | 0 | 0 | 0 | 0 | 0 | 0 | 0 | 0 | 0 | 0 | 0 | 0 | 0 | 0 | 0
REC Revenue |  |  |  |  | 0 | 0 | 0 | 0 | 0 | 0 | 0 | 0 | 0 | 0 | 0 | 0 | 0 | 0 | 0 | 0 | 0 | 0 | 0 | 0 | 0 | 0 | 0 | 0 | 0 | 0 | 0 | 0 | 0 | 0
Off-Taker Discounts |  |  |  |  | 0 | 0 | 0 | 0 | 0 | 0 | 0 | 0 | 0 | 0 | 0 | 0 | 0 | 0 | 0 | 0 | 0 | 0 | 0 | 0 | 0 | 0 | 0 | 0 | 0 | 0 | 0 | 0 | 0 | 0
PILOT / Lease Payment Agreement |  |  |  |  | 0 | 0 | 0 | 0 | 0 | 0 | 0 | 0 | 0 | 0 | 0 | 0 | 0 | 0 | 0 | 0 | 0 | 0 | 0 | 0 | 0 | 0 | 0 | 0 | 0 | 0 | 0 | 0 | 0 | 0
Total Revenue |  |  |  |  | 0 | 0 | 0 | 0 | 0 | 0 | 0 | 0 | 0 | 0 | 0 | 0 | 0 | 0 | 0 | 0 | 0 | 0 | 0 | 0 | 0 | 0 | 0 | 0 | 0 | 0 | 0 | 0 | 0 | 0
Operations & Maintenance Costs |  |  |  |  | 0 | 0 | 0 | 0 | 0 | 0 | 0 | 0 | 0 | 0 | 0 | 0 | 0 | 0 | 0 | 0 | 0 | 0 | 0 | 0 | 0 | 0 | 0 | 0 | 0 | 0 | 0 | 0 | 0 | 0
Inverter Replacement Cost |  |  |  |  | 0 | 0 | 0 | 0 | 0 | 0 | 0 | 0 | 0 | 0 | 0 | 0 | 0 | 0 | 0 | 0 | 0 | 0 | 0 | 0 | 0 | 0 | 0 | 0 | 0 | 0 | 0 | 0 | 0 | 0
Total Operating Expenses |  |  |  |  | 0 | 0 | 0 | 0 | 0 | 0 | 0 | 0 | 0 | 0 | 0 | 0 | 0 | 0 | 0 | 0 | 0 | 0 | 0 | 0 | 0 | 0 | 0 | 0 | 0 | 0 | 0 | 0 | 0 | 0
Total Revenue - Total Operating Expenses | EBITDA |  |  |  | 0 | 0 | 0 | 0 | 0 | 0 | 0 | 0 | 0 | 0 | 0 | 0 | 0 | 0 | 0 | 0 | 0 | 0 | 0 | 0 | 0 | 0 | 0 | 0 | 0 | 0 | 0 | 0 | 0 | 0
Federal Depreciation Expense |  |  |  |  | 0 | 0 | 0 | 0 | 0 | 0 | 0 | 0 | 0 | 0 | 0 | 0 | 0 | 0 | 0 | 0 | 0 | 0 | 0 | 0 | 0 | 0 | 0 | 0 | 0 | 0 | 0 | 0 | 0 | 0
| EBIT |  |  |  | 0 | 0 | 0 | 0 | 0 | 0 | 0 | 0 | 0 | 0 | 0 | 0 | 0 | 0 | 0 | 0 | 0 | 0 | 0 | 0 | 0 | 0 | 0 | 0 | 0 | 0 | 0 | 0 | 0 | 0
Interest Expense |  |  |  |  | 0 | 0 | 0 | 0 | 0 | 0 | 0 | 0 | 0 | 0 | 0 | 0 | 0 | 0 | 0 | 0 | 0 | 0 | 0 | 0 | 0 | 0 | 0 | 0 | 0 | 0 | 0 | 0 | 0 | 0
| EBT |  |  |  | 0 | 0 | 0 | 0 | 0 | 0 | 0 | 0 | 0 | 0 | 0 | 0 | 0 | 0 | 0 | 0 | 0 | 0 | 0 | 0 | 0 | 0 | 0 | 0 | 0 | 0 | 0 | 0 | 0 | 0
Federal taxes saved/(paid) |  |  |  |  | 0 | 0 | 0 | 0 | 0 | 0 | 0 | 0 | 0 | 0 | 0 | 0 | 0 | 0 | 0 | 0 | 0 | 0 | 0 | 0 | 0 | 0 | 0 | 0 | 0 | 0 | 0 | 0 | 0 | 0
State taxes saved/(paid) [can not deduct federal depreciation expense] |  |  |  |  | 0 | 0 | 0 | 0 | 0 | 0 | 0 | 0 | 0 | 0 | 0 | 0 | 0 | 0 | 0 | 0 | 0 | 0 | 0 | 0 | 0 | 0 | 0 | 0 | 0 | 0 | 0 | 0 | 0 | 0
Net Income |  |  |  |  | 0 | 0 | 0 | 0 | 0 | 0 | 0 | 0 | 0 | 0 | 0 | 0 | 0 | 0 | 0 | 0 | 0 | 0 | 0 | 0 | 0 | 0 | 0 | 0 | 0 | 0 | 0 | 0 | 0 | 0
CASH FLOW STATEMENT
Cash From Operations (Net Income - Fed Depr Exp) |  |  |  |  | 0 | 0 | 0 | 0 | 0 | 0 | 0 | 0 | 0 | 0 | 0 | 0 | 0 | 0 | 0 | 0 | 0 | 0 | 0 | 0 | 0 | 0 | 0 | 0 | 0 | 0 | 0 | 0 | 0 | 0
Cash From Investing
PV Investment from Flip Sale |  |  |  |  | 0 | 0 | 0 | 0 | 0 | 0 | 0 | 0 | 0 | 0 | 0 | 0 | 0 | 0 | 0 | 0 | 0 | 0 | 0 | 0 | 0 | 0 | 0 | 0 | 0 | 0 | 0 | 0 | 0 | 0
One Time Federal Solar Investment Tax Credit
One Time State Solar Investment Tax Credit
Cash Flow From Investing |  |  |  |  | 0 | 0 | 0 | 0 | 0 | 0 | 0 | 0 | 0 | 0 | 0 | 0 | 0 | 0 | 0 | 0 | 0 | 0 | 0 | 0 | 0 | 0 | 0 | 0 | 0 | 0 | 0 | 0 | 0 | 0
Flip / Buyout Loan
Cash From Financing
Loan Disbursement |  |  |  |  | 0 | 0 | 0 | 0 | 0 | 0 | 0 | 0 | 0 | 0 | 0 | 0 | 0 | 0 | 0 | 0 | 0 | 0 | 0 | 0 | 0 | 0 | 0 | 0 | 0 | 0 | 0 | 0 | 0 | 0
Loan Repayment (Principle) |  |  |  |  | 0 | 0 | 0 | 0 | 0 | 0 | 0 | 0 | 0 | 0 | 0 | 0 | 0 | 0 | 0 | 0 | 0 | 0 | 0 | 0 | 0 | 0 | 0 | 0 | 0 | 0 | 0 | 0 | 0 | 0
Cash Flow From Financing |  |  |  |  | 0 | 0 | 0 | 0 | 0 | 0 | 0 | 0 | 0 | 0 | 0 | 0 | 0 | 0 | 0 | 0 | 0 | 0 | 0 | 0 | 0 | 0 | 0 | 0 | 0 | 0 | 0 | 0 | 0 | 0
Annual Cash Flow |  |  |  |  | 0 | 0 | 0 | 0 | 0 | 0 | 0 | 0 | 0 | 0 | 0 | 0 | 0 | 0 | 0 | 0 | 0 | 0 | 0 | 0 | 0 | 0 | 0 | 0 | 0 | 0 | 0 | 0 | 0 | 0
Cumulative Cash Flow |  |  |  |  | 0 | 0 | 0 | 0 | 0 | 0 | 0 | 0 | 0 | 0 | 0 | 0 | 0 | 0 | 0 | 0 | 0 | 0 | 0 | 0 | 0 | 0 | 0 | 0 | 0 | 0 | 0 | 0 | 0 | 0
DEBT SCHEDULES - Flip / Buyout Loan
[5 empty] | Year | Year | Year | Year | Year | Year | Year | Year | Year | Year | Year | Year | Year | Year | Year | Year | Year | Year | Year | Year | Year | Year | Year | Year | Year | Year | Year | Year | Year | Year
[5 empty] | 1 | 2 | 3 | 4 | 5 | 6 | 7 | 8 | 9 | 10 | 11 | 12 | 13 | 14 | 15 | 16 | 17 | 18 | 19 | 20 | 21 | 22 | 23 | 24 | 25 | 26 | 27 | 28 | 29 | 30
Beginning Balance |  |  |  |  | 0 | 0 | 0 | 0 | 0 | 0 | 0 | 0 | 0 | 0 | 0 | 0 | 0 | 0 | 0 | 0 | 0 | 0 | 0 | 0 | 0 | 0 | 0 | 0 | 0 | 0 | 0 | 0 | 0 | 0
Debt Service |  |  |  |  | 0 | 0 | 0 | 0 | 0 | 0 | 0 | 0 | 0 | 0 | 0 | 0 | 0 | 0 | 0 | 0 | 0 | 0 | 0 | 0 | 0 | 0 | 0 | 0 | 0 | 0 | 0 | 0 | 0 | 0
Principle |  |  |  |  | 0 | 0 | 0 | 0 | 0 | 0 | 0 | 0 | 0 | 0 | 0 | 0 | 0 | 0 | 0 | 0 | 0 | 0 | 0 | 0 | 0 | 0 | 0 | 0 | 0 | 0 | 0 | 0 | 0 | 0
Interest |  |  |  |  | 0 | 0 | 0 | 0 | 0 | 0 | 0 | 0 | 0 | 0 | 0 | 0 | 0 | 0 | 0 | 0 | 0 | 0 | 0 | 0 | 0 | 0 | 0 | 0 | 0 | 0 | 0 | 0 | 0 | 0
Ending Balance |  |  |  |  | 0 | 0 | 0 | 0 | 0 | 0 | 0 | 0 | 0 | 0 | 0 | 0 | 0 | 0 | 0 | 0 | 0 | 0 | 0 | 0 | 0 | 0 | 0 | 0 | 0 | 0 | 0 | 0 | 0 | 0
Cash Flow Recipients
|  |  |  | Year | Year | Year | Year | Year | Year | Year | Year | Year | Year | Year | Year | Year | Year | Year | Year | Year | Year | Year | Year | Year | Year | Year | Year | Year | Year | Year | Year | Year | Year | Year
|  |  |  | 0 | 1 | 2 | 3 | 4 | 5 | 6 | 7 | 8 | 9 | 10 | 11 | 12 | 13 | 14 | 15 | 16 | 17 | 18 | 19 | 20 | 21 | 22 | 23 | 24 | 25 | 26 | 27 | 28 | 29 | 30
Outside Economy |  | NPV
Original Owner - Outside | 6% | 0 |  | 0 | 0 | 0 | 0 | 0 | 0 | 0 | 0 | 0 | 0 | 0 | 0 | 0 | 0 | 0 | 0 | 0 | 0 | 0 | 0 | 0 | 0 | 0 | 0 | 0 | 0 | 0 | 0 | 0 | 0 | 0
Offtakers Outside Economy | 6% | 0 |  | 0 | 0 | 0 | 0 | 0 | 0 | 0 | 0 | 0 | 0 | 0 | 0 | 0 | 0 | 0 | 0 | 0 | 0 | 0 | 0 | 0 | 0 | 0 | 0 | 0 | 0 | 0 | 0 | 0 | 0 | 0
Lender Outside Economy | 6% | 0 |  | 0 | 0 | 0 | 0 | 0 | 0 | 0 | 0 | 0 | 0 | 0 | 0 | 0 | 0 | 0 | 0 | 0 | 0 | 0 | 0 | 0 | 0 | 0 | 0 | 0 | 0 | 0 | 0 | 0 | 0 | 0
Local Economy
Original Owner - Local | 6% | 277335.8706 |  | -621600 | 119081.1931 | 162963.3359 | 111648.5621 | 79928.3319 | 77621.8475 | 53160.9564 | 28641.9823 | 26161.0751 | 23615.4173 | -29874.6115 | 18315.1625 | 15552.6945 | 12709.7088 | 9781.6846 | 6763.842 | 99653.6074 | 98014.3454 | 96363.6309 | 94701.1487 | 42150.5776 | 128025.2426 | 129539.7383 | 131075.6982 | 132633.3575 | 134212.953 | 0 | 0 | 0 | 0 | 0
Local Owner after Flip | 6% | 0 |  | 0 | 0 | 0 | 0 | 0 | 0 | 0 | 0 | 0 | 0 | 0 | 0 | 0 | 0 | 0 | 0 | 0 | 0 | 0 | 0 | 0 | 0 | 0 | 0 | 0 | 0 | 0 | 0 | 0 | 0 | 0
Offtakers Local Economy | 6% | 642050.2227 |  | 0 | 43690.5 | 44341.4885 | 45002.1766 | 45672.7091 | 46353.2324 | 47043.8956 | 47744.8496 | 48456.2479 | 49178.246 | 49911.0019 | 50654.6758 | 51409.4304 | 52175.431 | 52952.8449 | 53741.8423 | 54542.5957 | 55355.2804 | 56180.0741 | 57017.1572 | 57866.7128 | 58728.9268 | 59603.9879 | 60492.0873 | 61393.4194 | 62308.1813 | 0 | 0 | 0 | 0 | 0
Lender Local Economy | 6% | 365534.7012 |  | 0 | 55944 | 53540.4911 | 50992.7717 | 48292.1892 | 45429.5717 | 42395.1971 | 39178.76 | 35769.3368 | 32155.3481 | 28324.5201 | 24263.8425 | 19959.5242 | 15396.9468 | 10560.6147 | 5434.1027 | 0 | 0 | 0 | 0 | 0 | 0 | 0 | 0 | 0 | 0 | 0 | 0 | 0 | 0 | 0
Community PILOT / Lease | 6% | 127833.5616 |  | 0 | 10000 | 10000 | 10000 | 10000 | 10000 | 10000 | 10000 | 10000 | 10000 | 10000 | 10000 | 10000 | 10000 | 10000 | 10000 | 10000 | 10000 | 10000 | 10000 | 10000 | 10000 | 10000 | 10000 | 10000 | 10000 | 0 | 0 | 0 | 0 | 0
Total | N/A - sum of Local/Outside | 1412754.3561 |  | -621600 | 228715.6931 | 270845.3155 | 217643.5104 | 183893.2301 | 179404.6516 | 152600.0491 | 125565.592 | 120386.6598 | 114949.0114 | 58360.9105 | 103233.6807 | 96921.6491 | 90282.0865 | 83295.1442 | 75939.787 | 164196.2031 | 163369.6258 | 162543.705 | 161718.3059 | 110017.2904 | 196754.1695 | 199143.7261 | 201567.7855 | 204026.7769 | 206521.1343 | 0 | 0 | 0 | 0 | 0
Local Economy | 6% | 1412754.3561 |  | -621600 | 228715.6931 | 270845.3155 | 217643.5104 | 183893.2301 | 179404.6516 | 152600.0491 | 125565.592 | 120386.6598 | 114949.0114 | 58360.9105 | 103233.6807 | 96921.6491 | 90282.0865 | 83295.1442 | 75939.787 | 164196.2031 | 163369.6258 | 162543.705 | 161718.3059 | 110017.2904 | 196754.1695 | 199143.7261 | 201567.7855 | 204026.7769 | 206521.1343 | 0 | 0 | 0 | 0 | 0
Outside Economy | 6% | 0 |  | 0 | 0 | 0 | 0 | 0 | 0 | 0 | 0 | 0 | 0 | 0 | 0 | 0 | 0 | 0 | 0 | 0 | 0 | 0 | 0 | 0 | 0 | 0 | 0 | 0 | 0 | 0 | 0 | 0 | 0 | 0
Cumulative - Local |  | 3250295.6934 |  | -621600 | -392884.3069 | -122038.9914 | 95604.519 | 279497.7491 | 458902.4007 | 611502.4498 | 737068.0418 | 857454.7016 | 972403.713 | 1030764.6236 | 1133998.3043 | 1230919.9534 | 1321202.0399 | 1404497.184 | 1480436.971 | 1644633.1741 | 1808002.7999 | 1970546.5048 | 2132264.8107 | 2242282.1011 | 2439036.2706 | 2638179.9967 | 2839747.7822 | 3043774.5591 | 3250295.6934 | 3250295.6934 | 3250295.6934 | 3250295.6934 | 3250295.6934 | 3250295.6934
Cumulative - Outside |  | 0 |  | 0 | 0 | 0 | 0 | 0 | 0 | 0 | 0 | 0 | 0 | 0 | 0 | 0 | 0 | 0 | 0 | 0 | 0 | 0 | 0 | 0 | 0 | 0 | 0 | 0 | 0 | 0 | 0 | 0 | 0 | 0
Local Investment Risk (Debt + Equity) |  | 1554000
Outside Investment Risk (Debt + Equity) |  | 0
Note on E17: The MACRS establishes a set of class lives for various types of property, ranging from three to 50 years, over which the property may be depreciated. For solar, wind and geothermal property placed in service after 1986, the current MACRS property class is five years. Calc using half year convention, see IRS Publication 946, Appendeix A
Note on E18: If Non taxable entity use Straight line method, otherwise use MACRS

## D
Solar Photovoltaic Project Simple Financial Model |  |  |  | Financial Model adapted by UMass Clean Energy Extension to analyze Cash Flow of Economic Rents of Solar Projects (2019, 2020). |  |  | Disclaimer: This Unofficial Cash Flow Model is intended to provide non-residential entities that are considering the purchase and installation of solar energy equipment with a general understanding of possible financial implications of such purchase and installation. Those entities interested in learning more about the financial implications of the purchase and installation of solar energy equipment are urged to consult their own tax and financial experts. The information contained in the Unofficial Cash Flow Model may not be relied on by anyone for any purposes. Furthermore, the information contained in this model does not necessarily reflect the views of the Department of Energy Resources or the Commonwealth of Massachusetts, and reference to any specific method does not constitute an implied or expressed recommendation or endorsement of it. Neither the Department of Energy Resources nor the Commonwealth of Massachusetts make any warranties or representations, expressed or implied, as to the usefulness, completeness, or accuracy of any processes, methods or other information contained, described, disclosed, or referred to in this model. Finally, neither the Department of Energy Resources nor the Commonwealth of Massachusetts makes any representation that the use of any product, apparatus, process, method, or other information will not infringe privately owned property rights and assumes no liability of any kind or nature for any loss, injury, or damage directly or indirectly resulting from, or occurring in connection with, the use of information contained, described, disclosed, or referred to in this Unofficial Cash Flow Model.
DATA AND FINANCIAL SUMMARY
For Display only, these cells are locked
Key
Inputs Cells (from "User Inputs" Tab)
Sheet ID | D |  | Calculated Cells
Project Type | Community Owned (non-taxable)
Select Taxable or Non-Taxable Entity | Non-Taxable
Project and Customer Cost Assumptions |  |  |  | Tax Assumptions
Solar Photovoltaic System Size | 1000000 | Watts (DC STC) |  | Federal Tax Rate |  | 21% | [29 empty] | 28 | 29 | 30
Total System Cost/Watt | 2.1 | /Watt (DC STC) |  | State Tax Rate |  | 8%
Total System Cost | 2100000 |  |  | Effective Tax Rate |  | 27.32%
Original Owner Economy Location | Local Economy |  |  | Federal Tax Credit |  | 0% | 0
Flip Price | 0
Flip Year | 0 |  |  |  |  | 1 | 2 | 3 | 4 | 5 | 6 | 7 | 8 | 9 | 10 | 11 | 12 | 13 | 14 | 15 | 16 | 17 | 18 | 19 | 20 | 21 | 22 | 23 | 24 | 25 | 26 | 27 | 28 | 29 | 30
Rebate$ per/Watt | 0 | $/Watt (DC STC) |  | 5 Year Accelerated Schd (MACRS) |  | 1: 20%; 2: 32%; 3: 19.2%; 4: 11.52%; 5: 11.52%; 6: 5.76%
Total Rebate |  |  |  | Depreciation | bar: 1 to 30
State Solar Income Tax Credit | 0 |  |  | Asset Basis
|  |  |  | Gross Cost |  | 1: 2100000
Project Performance and Savings/ Cost Assumptions |  |  |  | State/CEC Rebate |  | 1: 0
Annual Net Capacity Factor | 13.3% |  |  | Less 50% of Federal Tax Credit |  | 1: 0
Annual Production Degradation | 0.5% |  |  | Asset Basis |  | 1: 2100000
Project (Cash Flow) Life | 25 |  |  | Financing Assumptions |  | 3: Loan after Flip
Depreciation Life (for Starndard SL Depreciation, only) | 20 |  |  | % of Total Cost Financed w/ Cash |  | 1: 40%; 2: Cash; 3: 0%
Solar Tariff Rate | 0.2 |  |  | % of Total Cost Financed w/ Loan |  | 1: 60%; 3: 100%
Solar Tariff Term | 20 | Years |  | Loan Interest Rate |  | 1: 6%; 2: Loan; 3: 0%
REC price (post Tariff) | 25 | per MWh |  | Loan Period |  | 1: 15; 3: 0; 4: Years (must be equal to or less than project life)
Electricity Revenue (Avoided Costs) | 0.15 | $/kWh |  | Net Cost |  | 1: 2100000
Electricity Revenue (Avoided Costs) Annual Adjustor | 2% | % |  | Loan |  | 1: 1260000; 3: 0
Annual Operations and Maintenance Cost Factor | 10 | $/kW/Year |  | Lender Local? |  | 1: Yes; 3: 0
Annual Operations and Maintenance Cost | 10000 | $/Year |  |  |  | 1: 1; 3: 0
Annual Operations and Maintenance Adjustor | 2.5% | %
Future Inverter Replacement Cost | 0.07 | $/Watt (DC STC)
Inverter Life, Replace Every X Years | 10 | Year (must be equal to or less than project life)
Electric or Net-Metering Off-taker Discount | 15%
Electric or Net-Metering Off-takers in Local Economy | 100%
PILOT / Lease Payment Agreement (combined) | 10000 | $/year (for Project Life)
PRO FORMA AND PRODUCTION
|  |  |  | Investment Year | Year | Year | Year | Year | Year | Year | Year | Year | Year | Year | Year | Year | Year | Year | Year | Year | Year | Year | Year | Year | Year | Year | Year | Year | Year | Year | Year | Year | Year | Year
Project Output |  |  |  | 0 | 1 | 2 | 3 | 4 | 5 | 6 | 7 | 8 | 9 | 10 | 11 | 12 | 13 | 14 | 15 | 16 | 17 | 18 | 19 | 20 | 21 | 22 | 23 | 24 | 25 | 26 | 27 | 28 | 29 | 30
Annual Generation (kWh) |  |  |  |  | 1165080 | 1159254.6 | 1153458.327 | 1147691.0354 | 1141952.5802 | 1136242.8173 | 1130561.6032 | 1124908.7952 | 1119284.2512 | 1113687.83 | 1108119.3908 | 1102578.7938 | 1097065.8999 | 1091580.5704 | 1086122.6675 | 1080692.0542 | 1075288.5939 | 1069912.151 | 1064562.5902 | 1059239.7772 | 1053943.5784 | 1048673.8605 | 1043430.4912 | 1038213.3387 | 1033022.272 | 0 | 0 | 0 | 0 | 0
Original Owner | bar: 0 to 30
Flip/Buyout Owner |  |  |  | 0 | 0 | 0 | 0 | 0 | 0 | 0 | 0 | 0 | 0 | 0 | 0 | 0 | 0 | 0 | 0 | 0 | 0 | 0 | 0 | 0 | 0 | 0 | 0 | 0 | 0 | 0 | 0 | 0 | 0 | 0
FINANCIAL SCHEDULES
INCOME STATEMENT
Displaced Electricity Value |  |  |  |  | 174762 | 177365.9538 | 180008.7065 | 182690.8362 | 185412.9297 | 188175.5824 | 190979.3985 | 193824.9916 | 196712.9839 | 199644.0074 | 202618.7031 | 205637.7218 | 208701.7238 | 211811.3795 | 214967.3691 | 218170.3829 | 221421.1216 | 224720.2963 | 228068.6287 | 231466.8513 | 234915.7074 | 238415.9514 | 241968.3491 | 245573.6775 | 249232.7253 | 0 | 0 | 0 | 0 | 0
Solar Tariff Electricity Revenue (followed by Disp Elec Value) |  |  |  |  | 233016 | 231850.92 | 230691.6654 | 229538.2071 | 228390.516 | 227248.5635 | 226112.3206 | 224981.759 | 223856.8502 | 222737.566 | 221623.8782 | 220515.7588 | 219413.18 | 218316.1141 | 217224.5335 | 216138.4108 | 215057.7188 | 213982.4302 | 212912.518 | 211847.9554 | 234915.7074 | 238415.9514 | 241968.3491 | 245573.6775 | 249232.7253 | 0 | 0 | 0 | 0 | 0
REC Revenue |  |  |  |  | 0 | 0 | 0 | 0 | 0 | 0 | 0 | 0 | 0 | 0 | 0 | 0 | 0 | 0 | 0 | 0 | 0 | 0 | 0 | 0 | 26348.5895 | 26216.8465 | 26085.7623 | 25955.3335 | 25825.5568 | 0 | 0 | 0 | 0 | 0
Off-Taker Discounts |  |  |  |  | -26214.3 | -26604.8931 | -27001.306 | -27403.6254 | -27811.9395 | -28226.3374 | -28646.9098 | -29073.7487 | -29506.9476 | -29946.6011 | -30392.8055 | -30845.6583 | -31305.2586 | -31771.7069 | -32245.1054 | -32725.5574 | -33213.1682 | -33708.0444 | -34210.2943 | -34720.0277 | -35237.3561 | -35762.3927 | -36295.2524 | -36836.0516 | -37384.9088 | 0 | 0 | 0 | 0 | 0
PILOT / Lease Payment Agreement |  |  |  |  | -10000 | -10000 | -10000 | -10000 | -10000 | -10000 | -10000 | -10000 | -10000 | -10000 | -10000 | -10000 | -10000 | -10000 | -10000 | -10000 | -10000 | -10000 | -10000 | -10000 | -10000 | -10000 | -10000 | -10000 | -10000 | 0 | 0 | 0 | 0 | 0
Total Revenue |  |  |  | 0 | 196801.7 | 195246.0269 | 193690.3594 | 192134.5816 | 190578.5766 | 189022.2261 | 187465.4109 | 185908.0103 | 184349.9027 | 182790.9649 | 181231.0727 | 179670.1005 | 178107.9214 | 176544.4071 | 174979.4281 | 173412.8534 | 171844.5505 | 170274.3857 | 168702.2237 | 167127.9278 | 216026.9407 | 218870.4052 | 221758.859 | 224692.9593 | 227673.3733 | 0 | 0 | 0 | 0 | 0
Operations & Maintenance Costs |  |  |  |  | -10000 | -10250 | -10506.25 | -10768.9062 | -11038.1289 | -11314.0821 | -11596.9342 | -11886.8575 | -12184.029 | -12488.6297 | -12800.8454 | -13120.8666 | -13448.8882 | -13785.1104 | -14129.7382 | -14482.9817 | -14845.0562 | -15216.1826 | -15596.5872 | -15986.5019 | -16386.1644 | -16795.8185 | -17215.714 | -17646.1068 | -18087.2595 | 0 | 0 | 0 | 0 | 0
Inverter Replacement Cost |  |  |  |  | 0 | 0 | 0 | 0 | 0 | 0 | 0 | 0 | 0 | -70000 | 0 | 0 | 0 | 0 | 0 | 0 | 0 | 0 | 0 | -70000 | 0 | 0 | 0 | 0 | 0 | 0 | 0 | 0 | 0 | 0
Total Operating Expenses |  |  |  | 0 | -10000 | -10250 | -10506.25 | -10768.9062 | -11038.1289 | -11314.0821 | -11596.9342 | -11886.8575 | -12184.029 | -82488.6297 | -12800.8454 | -13120.8666 | -13448.8882 | -13785.1104 | -14129.7382 | -14482.9817 | -14845.0562 | -15216.1826 | -15596.5872 | -85986.5019 | -16386.1644 | -16795.8185 | -17215.714 | -17646.1068 | -18087.2595 | 0 | 0 | 0 | 0 | 0
Total Revenue - Total Operating Expenses | EBITDA |  |  | 0 | 186801.7 | 184996.0269 | 183184.1094 | 181365.6754 | 179540.4477 | 177708.144 | 175868.4767 | 174021.1528 | 172165.8737 | 100302.3352 | 168430.2273 | 166549.2339 | 164659.0332 | 162759.2967 | 160849.6899 | 158929.8717 | 156999.4943 | 155058.2031 | 153105.6366 | 81141.4259 | 199640.7763 | 202074.5867 | 204543.145 | 207046.8525 | 209586.1138 | 0 | 0 | 0 | 0 | 0
Federal Depreciation Expense |  |  |  |  | 0 | 0 | 0 | 0 | 0 | 0 | 0 | 0 | 0 | 0 | 0 | 0 | 0 | 0 | 0 | 0 | 0 | 0 | 0 | 0 | 0 | 0 | 0 | 0 | 0 | 0 | 0 | 0 | 0 | 0
| EBIT |  |  | 0 | 186801.7 | 184996.0269 | 183184.1094 | 181365.6754 | 179540.4477 | 177708.144 | 175868.4767 | 174021.1528 | 172165.8737 | 100302.3352 | 168430.2273 | 166549.2339 | 164659.0332 | 162759.2967 | 160849.6899 | 158929.8717 | 156999.4943 | 155058.2031 | 153105.6366 | 81141.4259 | 199640.7763 | 202074.5867 | 204543.145 | 207046.8525 | 209586.1138 | 0 | 0 | 0 | 0 | 0
Interest Expense |  |  |  |  | -75600 | -72352.015 | -68909.151 | -65259.7151 | -61391.313 | -57290.8069 | -52944.2703 | -48336.9416 | -43453.1731 | -38276.3786 | -32788.9763 | -26972.33 | -20806.6848 | -14271.1009 | -7343.382 | 0 | 0 | 0 | 0 | 0 | 0 | 0 | 0 | 0 | 0 | 0 | 0 | 0 | 0 | 0
| EBT |  |  | 0 | 111201.7 | 112644.0119 | 114274.9584 | 116105.9603 | 118149.1346 | 120417.3371 | 122924.2063 | 125684.2112 | 128712.7005 | 62025.9566 | 135641.2509 | 139576.904 | 143852.3484 | 148488.1958 | 153506.3079 | 158929.8717 | 156999.4943 | 155058.2031 | 153105.6366 | 81141.4259 | 199640.7763 | 202074.5867 | 204543.145 | 207046.8525 | 209586.1138 | 0 | 0 | 0 | 0 | 0
Federal taxes saved/(paid) |  |  |  | 0 | 0 | 0 | 0 | 0 | 0 | 0 | 0 | 0 | 0 | 0 | 0 | 0 | 0 | 0 | 0 | 0 | 0 | 0 | 0 | 0 | 0 | 0 | 0 | 0 | 0 | 0 | 0 | 0 | 0 | 0
State taxes saved/(paid) [can not deduct federal depreciation expense] |  |  |  | 0 | 0 | 0 | 0 | 0 | 0 | 0 | 0 | 0 | 0 | 0 | 0 | 0 | 0 | 0 | 0 | 0 | 0 | 0 | 0 | 0 | 0 | 0 | 0 | 0 | 0 | 0 | 0 | 0 | 0 | 0
Net Income |  |  |  | 0 | 111201.7 | 112644.0119 | 114274.9584 | 116105.9603 | 118149.1346 | 120417.3371 | 122924.2063 | 125684.2112 | 128712.7005 | 62025.9566 | 135641.2509 | 139576.904 | 143852.3484 | 148488.1958 | 153506.3079 | 158929.8717 | 156999.4943 | 155058.2031 | 153105.6366 | 81141.4259 | 199640.7763 | 202074.5867 | 204543.145 | 207046.8525 | 209586.1138 | 0 | 0 | 0 | 0 | 0
CASH FLOW STATEMENT
Cash From Operations (Net Income - Fed Depr Exp) |  |  |  | 0 | 111201.7 | 112644.0119 | 114274.9584 | 116105.9603 | 118149.1346 | 120417.3371 | 122924.2063 | 125684.2112 | 128712.7005 | 62025.9566 | 135641.2509 | 139576.904 | 143852.3484 | 148488.1958 | 153506.3079 | 158929.8717 | 156999.4943 | 155058.2031 | 153105.6366 | 81141.4259 | 199640.7763 | 202074.5867 | 204543.145 | 207046.8525 | 209586.1138 | 0 | 0 | 0 | 0 | 0
Cash From Investing
Installed PV Cost; Income from Flip Sale |  |  |  | -2100000 | 0 | 0 | 0 | 0 | 0 | 0 | 0 | 0 | 0 | 0 | 0 | 0 | 0 | 0 | 0 | 0 | 0 | 0 | 0 | 0 | 0 | 0 | 0 | 0 | 0 | 0 | 0 | 0 | 0 | 0
One Time Federal Solar Investment Tax Credit |  |  |  | 0: 0
One Time State Solar Investment Tax Credit |  |  |  | 0: 0
Cash Flow From Investing |  |  |  | -2100000 | 0 | 0 | 0 | 0 | 0 | 0 | 0 | 0 | 0 | 0 | 0 | 0 | 0 | 0 | 0 | 0 | 0 | 0 | 0 | 0 | 0 | 0 | 0 | 0 | 0 | 0 | 0 | 0 | 0 | 0
Cash From Financing (Original Loan)
Loan Disbursement |  |  |  | 0: 1260000
Loan Repayment (Principle) |  |  |  |  | -54133.0826 | -57381.0675 | -60823.9316 | -64473.3675 | -68341.7695 | -72442.2757 | -76788.8123 | -81396.141 | -86279.9094 | -91456.704 | -96944.1063 | -102760.7526 | -108926.3978 | -115461.9817 | -122389.7006 | 0 | 0 | 0 | 0 | 0 | 0 | 0 | 0 | 0 | 0 | 0 | 0 | 0 | 0 | 0
Cash Flow From Financing |  |  |  | 1260000 | -54133.0826 | -57381.0675 | -60823.9316 | -64473.3675 | -68341.7695 | -72442.2757 | -76788.8123 | -81396.141 | -86279.9094 | -91456.704 | -96944.1063 | -102760.7526 | -108926.3978 | -115461.9817 | -122389.7006 | 0 | 0 | 0 | 0 | 0 | 0 | 0 | 0 | 0 | 0 | 0 | 0 | 0 | 0 | 0
Annual Cash Flow |  |  |  | -840000 | 57068.6174 | 55262.9443 | 53451.0268 | 51632.5928 | 49807.3651 | 47975.0614 | 46135.3941 | 44288.0702 | 42432.7911 | -29430.7474 | 38697.1447 | 36816.1513 | 34925.9506 | 33026.2141 | 31116.6073 | 158929.8717 | 156999.4943 | 155058.2031 | 153105.6366 | 81141.4259 | 199640.7763 | 202074.5867 | 204543.145 | 207046.8525 | 209586.1138 | 0 | 0 | 0 | 0 | 0
Cumulative Cash Flow |  |  |  | -840000 | -782931.3826 | -727668.4382 | -674217.4114 | -622584.8186 | -572777.4535 | -524802.3921 | -478666.998 | -434378.9278 | -391946.1367 | -421376.8841 | -382679.7395 | -345863.5881 | -310937.6376 | -277911.4234 | -246794.8161 | -87864.9444 | 69134.55 | 224192.7531 | 377298.3897 | 458439.8156 | 658080.5919 | 860155.1786 | 1064698.3236 | 1271745.1761 | 1481331.2899 | 1481331.2899 | 1481331.2899 | 1481331.2899 | 1481331.2899 | 1481331.2899
DEBT SCHEDULES - Original Loan
[5 empty] | Year | Year | Year | Year | Year | Year | Year | Year | Year | Year | Year | Year | Year | Year | Year | Year | Year | Year | Year | Year | Year | Year | Year | Year | Year | Year | Year | Year | Year | Year
[5 empty] | 1 | 2 | 3 | 4 | 5 | 6 | 7 | 8 | 9 | 10 | 11 | 12 | 13 | 14 | 15 | 16 | 17 | 18 | 19 | 20 | 21 | 22 | 23 | 24 | 25 | 26 | 27 | 28 | 29 | 30
Beginning Balance |  |  |  |  | 1260000 | 1205866.9174 | 1148485.8499 | 1087661.9183 | 1023188.5508 | 954846.7813 | 882404.5056 | 805615.6933 | 724219.5523 | 637939.6429 | 546482.9389 | 449538.8326 | 346778.08 | 237851.6822 | 122389.7006 | -3.0559e-10 | -3.0559e-10 | -3.0559e-10 | -3.0559e-10 | -3.0559e-10 | -3.0559e-10 | -3.0559e-10 | -3.0559e-10 | -3.0559e-10 | -3.0559e-10 | -3.0559e-10 | -3.0559e-10 | -3.0559e-10 | -3.0559e-10 | -3.0559e-10
Debt Service |  |  |  |  | -129733.0826 | -129733.0826 | -129733.0826 | -129733.0826 | -129733.0826 | -129733.0826 | -129733.0826 | -129733.0826 | -129733.0826 | -129733.0826 | -129733.0826 | -129733.0826 | -129733.0826 | -129733.0826 | -129733.0826 | 0 | 0 | 0 | 0 | 0 | 0 | 0 | 0 | 0 | 0 | 0 | 0 | 0 | 0 | 0
Principle |  |  |  |  | -54133.0826 | -57381.0675 | -60823.9316 | -64473.3675 | -68341.7695 | -72442.2757 | -76788.8123 | -81396.141 | -86279.9094 | -91456.704 | -96944.1063 | -102760.7526 | -108926.3978 | -115461.9817 | -122389.7006 | 0 | 0 | 0 | 0 | 0 | 0 | 0 | 0 | 0 | 0 | 0 | 0 | 0 | 0 | 0
Interest |  |  |  |  | -75600 | -72352.015 | -68909.151 | -65259.7151 | -61391.313 | -57290.8069 | -52944.2703 | -48336.9416 | -43453.1731 | -38276.3786 | -32788.9763 | -26972.33 | -20806.6848 | -14271.1009 | -7343.382 | 0 | 0 | 0 | 0 | 0 | 0 | 0 | 0 | 0 | 0 | 0 | 0 | 0 | 0 | 0
Ending Balance |  |  |  |  | 1205866.9174 | 1148485.8499 | 1087661.9183 | 1023188.5508 | 954846.7813 | 882404.5056 | 805615.6933 | 724219.5523 | 637939.6429 | 546482.9389 | 449538.8326 | 346778.08 | 237851.6822 | 122389.7006 | -3.0559e-10 | -3.0559e-10 | -3.0559e-10 | -3.0559e-10 | -3.0559e-10 | -3.0559e-10 | -3.0559e-10 | -3.0559e-10 | -3.0559e-10 | -3.0559e-10 | -3.0559e-10 | -3.0559e-10 | -3.0559e-10 | -3.0559e-10 | -3.0559e-10 | -3.0559e-10
Flip/Buyout Owner
FINANCIAL SCHEDULES
INCOME STATEMENT
Displaced Electricity Value |  |  |  |  | 0 | 0 | 0 | 0 | 0 | 0 | 0 | 0 | 0 | 0 | 0 | 0 | 0 | 0 | 0 | 0 | 0 | 0 | 0 | 0 | 0 | 0 | 0 | 0 | 0 | 0 | 0 | 0 | 0 | 0
Solar Tariff Electricity Revenue (followed by Disp Elec Value) |  |  |  |  | 0 | 0 | 0 | 0 | 0 | 0 | 0 | 0 | 0 | 0 | 0 | 0 | 0 | 0 | 0 | 0 | 0 | 0 | 0 | 0 | 0 | 0 | 0 | 0 | 0 | 0 | 0 | 0 | 0 | 0
REC Revenue |  |  |  |  | 0 | 0 | 0 | 0 | 0 | 0 | 0 | 0 | 0 | 0 | 0 | 0 | 0 | 0 | 0 | 0 | 0 | 0 | 0 | 0 | 0 | 0 | 0 | 0 | 0 | 0 | 0 | 0 | 0 | 0
Off-Taker Discounts |  |  |  |  | 0 | 0 | 0 | 0 | 0 | 0 | 0 | 0 | 0 | 0 | 0 | 0 | 0 | 0 | 0 | 0 | 0 | 0 | 0 | 0 | 0 | 0 | 0 | 0 | 0 | 0 | 0 | 0 | 0 | 0
PILOT / Lease Payment Agreement |  |  |  |  | 0 | 0 | 0 | 0 | 0 | 0 | 0 | 0 | 0 | 0 | 0 | 0 | 0 | 0 | 0 | 0 | 0 | 0 | 0 | 0 | 0 | 0 | 0 | 0 | 0 | 0 | 0 | 0 | 0 | 0
Total Revenue |  |  |  |  | 0 | 0 | 0 | 0 | 0 | 0 | 0 | 0 | 0 | 0 | 0 | 0 | 0 | 0 | 0 | 0 | 0 | 0 | 0 | 0 | 0 | 0 | 0 | 0 | 0 | 0 | 0 | 0 | 0 | 0
Operations & Maintenance Costs |  |  |  |  | 0 | 0 | 0 | 0 | 0 | 0 | 0 | 0 | 0 | 0 | 0 | 0 | 0 | 0 | 0 | 0 | 0 | 0 | 0 | 0 | 0 | 0 | 0 | 0 | 0 | 0 | 0 | 0 | 0 | 0
Inverter Replacement Cost |  |  |  |  | 0 | 0 | 0 | 0 | 0 | 0 | 0 | 0 | 0 | 0 | 0 | 0 | 0 | 0 | 0 | 0 | 0 | 0 | 0 | 0 | 0 | 0 | 0 | 0 | 0 | 0 | 0 | 0 | 0 | 0
Total Operating Expenses |  |  |  |  | 0 | 0 | 0 | 0 | 0 | 0 | 0 | 0 | 0 | 0 | 0 | 0 | 0 | 0 | 0 | 0 | 0 | 0 | 0 | 0 | 0 | 0 | 0 | 0 | 0 | 0 | 0 | 0 | 0 | 0
Total Revenue - Total Operating Expenses | EBITDA |  |  |  | 0 | 0 | 0 | 0 | 0 | 0 | 0 | 0 | 0 | 0 | 0 | 0 | 0 | 0 | 0 | 0 | 0 | 0 | 0 | 0 | 0 | 0 | 0 | 0 | 0 | 0 | 0 | 0 | 0 | 0
Federal Depreciation Expense |  |  |  |  | 0 | 0 | 0 | 0 | 0 | 0 | 0 | 0 | 0 | 0 | 0 | 0 | 0 | 0 | 0 | 0 | 0 | 0 | 0 | 0 | 0 | 0 | 0 | 0 | 0 | 0 | 0 | 0 | 0 | 0
| EBIT |  |  |  | 0 | 0 | 0 | 0 | 0 | 0 | 0 | 0 | 0 | 0 | 0 | 0 | 0 | 0 | 0 | 0 | 0 | 0 | 0 | 0 | 0 | 0 | 0 | 0 | 0 | 0 | 0 | 0 | 0 | 0
Interest Expense |  |  |  |  | 0 | 0 | 0 | 0 | 0 | 0 | 0 | 0 | 0 | 0 | 0 | 0 | 0 | 0 | 0 | 0 | 0 | 0 | 0 | 0 | 0 | 0 | 0 | 0 | 0 | 0 | 0 | 0 | 0 | 0
| EBT |  |  |  | 0 | 0 | 0 | 0 | 0 | 0 | 0 | 0 | 0 | 0 | 0 | 0 | 0 | 0 | 0 | 0 | 0 | 0 | 0 | 0 | 0 | 0 | 0 | 0 | 0 | 0 | 0 | 0 | 0 | 0
Federal taxes saved/(paid) |  |  |  |  | 0 | 0 | 0 | 0 | 0 | 0 | 0 | 0 | 0 | 0 | 0 | 0 | 0 | 0 | 0 | 0 | 0 | 0 | 0 | 0 | 0 | 0 | 0 | 0 | 0 | 0 | 0 | 0 | 0 | 0
State taxes saved/(paid) [can not deduct federal depreciation expense] |  |  |  |  | 0 | 0 | 0 | 0 | 0 | 0 | 0 | 0 | 0 | 0 | 0 | 0 | 0 | 0 | 0 | 0 | 0 | 0 | 0 | 0 | 0 | 0 | 0 | 0 | 0 | 0 | 0 | 0 | 0 | 0
Net Income |  |  |  |  | 0 | 0 | 0 | 0 | 0 | 0 | 0 | 0 | 0 | 0 | 0 | 0 | 0 | 0 | 0 | 0 | 0 | 0 | 0 | 0 | 0 | 0 | 0 | 0 | 0 | 0 | 0 | 0 | 0 | 0
CASH FLOW STATEMENT
Cash From Operations (Net Income - Fed Depr Exp) |  |  |  |  | 0 | 0 | 0 | 0 | 0 | 0 | 0 | 0 | 0 | 0 | 0 | 0 | 0 | 0 | 0 | 0 | 0 | 0 | 0 | 0 | 0 | 0 | 0 | 0 | 0 | 0 | 0 | 0 | 0 | 0
Cash From Investing
PV Investment from Flip Sale |  |  |  |  | 0 | 0 | 0 | 0 | 0 | 0 | 0 | 0 | 0 | 0 | 0 | 0 | 0 | 0 | 0 | 0 | 0 | 0 | 0 | 0 | 0 | 0 | 0 | 0 | 0 | 0 | 0 | 0 | 0 | 0
One Time Federal Solar Investment Tax Credit
One Time State Solar Investment Tax Credit
Cash Flow From Investing |  |  |  |  | 0 | 0 | 0 | 0 | 0 | 0 | 0 | 0 | 0 | 0 | 0 | 0 | 0 | 0 | 0 | 0 | 0 | 0 | 0 | 0 | 0 | 0 | 0 | 0 | 0 | 0 | 0 | 0 | 0 | 0
Flip / Buyout Loan
Cash From Financing
Loan Disbursement |  |  |  |  | 0 | 0 | 0 | 0 | 0 | 0 | 0 | 0 | 0 | 0 | 0 | 0 | 0 | 0 | 0 | 0 | 0 | 0 | 0 | 0 | 0 | 0 | 0 | 0 | 0 | 0 | 0 | 0 | 0 | 0
Loan Repayment (Principle) |  |  |  |  | 0 | 0 | 0 | 0 | 0 | 0 | 0 | 0 | 0 | 0 | 0 | 0 | 0 | 0 | 0 | 0 | 0 | 0 | 0 | 0 | 0 | 0 | 0 | 0 | 0 | 0 | 0 | 0 | 0 | 0
Cash Flow From Financing |  |  |  |  | 0 | 0 | 0 | 0 | 0 | 0 | 0 | 0 | 0 | 0 | 0 | 0 | 0 | 0 | 0 | 0 | 0 | 0 | 0 | 0 | 0 | 0 | 0 | 0 | 0 | 0 | 0 | 0 | 0 | 0
Annual Cash Flow |  |  |  |  | 0 | 0 | 0 | 0 | 0 | 0 | 0 | 0 | 0 | 0 | 0 | 0 | 0 | 0 | 0 | 0 | 0 | 0 | 0 | 0 | 0 | 0 | 0 | 0 | 0 | 0 | 0 | 0 | 0 | 0
Cumulative Cash Flow |  |  |  |  | 0 | 0 | 0 | 0 | 0 | 0 | 0 | 0 | 0 | 0 | 0 | 0 | 0 | 0 | 0 | 0 | 0 | 0 | 0 | 0 | 0 | 0 | 0 | 0 | 0 | 0 | 0 | 0 | 0 | 0
DEBT SCHEDULES - Flip / Buyout Loan
[5 empty] | Year | Year | Year | Year | Year | Year | Year | Year | Year | Year | Year | Year | Year | Year | Year | Year | Year | Year | Year | Year | Year | Year | Year | Year | Year | Year | Year | Year | Year | Year
[5 empty] | 1 | 2 | 3 | 4 | 5 | 6 | 7 | 8 | 9 | 10 | 11 | 12 | 13 | 14 | 15 | 16 | 17 | 18 | 19 | 20 | 21 | 22 | 23 | 24 | 25 | 26 | 27 | 28 | 29 | 30
Beginning Balance |  |  |  |  | 0 | 0 | 0 | 0 | 0 | 0 | 0 | 0 | 0 | 0 | 0 | 0 | 0 | 0 | 0 | 0 | 0 | 0 | 0 | 0 | 0 | 0 | 0 | 0 | 0 | 0 | 0 | 0 | 0 | 0
Debt Service |  |  |  |  | 0 | 0 | 0 | 0 | 0 | 0 | 0 | 0 | 0 | 0 | 0 | 0 | 0 | 0 | 0 | 0 | 0 | 0 | 0 | 0 | 0 | 0 | 0 | 0 | 0 | 0 | 0 | 0 | 0 | 0
Principle |  |  |  |  | 0 | 0 | 0 | 0 | 0 | 0 | 0 | 0 | 0 | 0 | 0 | 0 | 0 | 0 | 0 | 0 | 0 | 0 | 0 | 0 | 0 | 0 | 0 | 0 | 0 | 0 | 0 | 0 | 0 | 0
Interest |  |  |  |  | 0 | 0 | 0 | 0 | 0 | 0 | 0 | 0 | 0 | 0 | 0 | 0 | 0 | 0 | 0 | 0 | 0 | 0 | 0 | 0 | 0 | 0 | 0 | 0 | 0 | 0 | 0 | 0 | 0 | 0
Ending Balance |  |  |  |  | 0 | 0 | 0 | 0 | 0 | 0 | 0 | 0 | 0 | 0 | 0 | 0 | 0 | 0 | 0 | 0 | 0 | 0 | 0 | 0 | 0 | 0 | 0 | 0 | 0 | 0 | 0 | 0 | 0 | 0
Cash Flow Recipients
|  |  |  | Year | Year | Year | Year | Year | Year | Year | Year | Year | Year | Year | Year | Year | Year | Year | Year | Year | Year | Year | Year | Year | Year | Year | Year | Year | Year | Year | Year | Year | Year | Year
|  |  |  | 0 | 1 | 2 | 3 | 4 | 5 | 6 | 7 | 8 | 9 | 10 | 11 | 12 | 13 | 14 | 15 | 16 | 17 | 18 | 19 | 20 | 21 | 22 | 23 | 24 | 25 | 26 | 27 | 28 | 29 | 30
Outside Economy |  | NPV
Original Owner - Outside | 6% | 0 |  | 0 | 0 | 0 | 0 | 0 | 0 | 0 | 0 | 0 | 0 | 0 | 0 | 0 | 0 | 0 | 0 | 0 | 0 | 0 | 0 | 0 | 0 | 0 | 0 | 0 | 0 | 0 | 0 | 0 | 0 | 0
Offtakers Outside Economy | 6% | 0 |  | 0 | 0 | 0 | 0 | 0 | 0 | 0 | 0 | 0 | 0 | 0 | 0 | 0 | 0 | 0 | 0 | 0 | 0 | 0 | 0 | 0 | 0 | 0 | 0 | 0 | 0 | 0 | 0 | 0 | 0 | 0
Lender Outside Economy | 6% | 0 |  | 0 | 0 | 0 | 0 | 0 | 0 | 0 | 0 | 0 | 0 | 0 | 0 | 0 | 0 | 0 | 0 | 0 | 0 | 0 | 0 | 0 | 0 | 0 | 0 | 0 | 0 | 0 | 0 | 0 | 0 | 0
Local Economy
Original Owner - Local | 6% | 89051.1215 |  | -840000 | 57068.6174 | 55262.9443 | 53451.0268 | 51632.5928 | 49807.3651 | 47975.0614 | 46135.3941 | 44288.0702 | 42432.7911 | -29430.7474 | 38697.1447 | 36816.1513 | 34925.9506 | 33026.2141 | 31116.6073 | 158929.8717 | 156999.4943 | 155058.2031 | 153105.6366 | 81141.4259 | 199640.7763 | 202074.5867 | 204543.145 | 207046.8525 | 209586.1138 | 0 | 0 | 0 | 0 | 0
Local Owner after Flip | 6% | 0 |  | 0 | 0 | 0 | 0 | 0 | 0 | 0 | 0 | 0 | 0 | 0 | 0 | 0 | 0 | 0 | 0 | 0 | 0 | 0 | 0 | 0 | 0 | 0 | 0 | 0 | 0 | 0 | 0 | 0 | 0 | 0
Offtakers Local Economy | 6% | 385230.1336 |  | 0 | 26214.3 | 26604.8931 | 27001.306 | 27403.6254 | 27811.9395 | 28226.3374 | 28646.9098 | 29073.7487 | 29506.9476 | 29946.6011 | 30392.8055 | 30845.6583 | 31305.2586 | 31771.7069 | 32245.1054 | 32725.5574 | 33213.1682 | 33708.0444 | 34210.2943 | 34720.0277 | 35237.3561 | 35762.3927 | 36295.2524 | 36836.0516 | 37384.9088 | 0 | 0 | 0 | 0 | 0
Lender Local Economy | 6% | 493965.8125 |  | 0 | 75600 | 72352.015 | 68909.151 | 65259.7151 | 61391.313 | 57290.8069 | 52944.2703 | 48336.9416 | 43453.1731 | 38276.3786 | 32788.9763 | 26972.33 | 20806.6848 | 14271.1009 | 7343.382 | 0 | 0 | 0 | 0 | 0 | 0 | 0 | 0 | 0 | 0 | 0 | 0 | 0 | 0 | 0
Community PILOT / Lease | 6% | 127833.5616 |  | 0 | 10000 | 10000 | 10000 | 10000 | 10000 | 10000 | 10000 | 10000 | 10000 | 10000 | 10000 | 10000 | 10000 | 10000 | 10000 | 10000 | 10000 | 10000 | 10000 | 10000 | 10000 | 10000 | 10000 | 10000 | 10000 | 0 | 0 | 0 | 0 | 0
Total | N/A - sum of Local/Outside | 1096080.6292 |  | -840000 | 168882.9174 | 164219.8525 | 159361.4838 | 154295.9333 | 149010.6176 | 143492.2056 | 137726.5742 | 131698.7605 | 125392.9118 | 48792.2323 | 111878.9265 | 104634.1396 | 97037.8939 | 89069.022 | 80705.0947 | 201655.4292 | 200212.6626 | 198766.2476 | 197315.9309 | 125861.4536 | 244878.1324 | 247836.9794 | 250838.3974 | 253882.9041 | 256971.0226 | 0 | 0 | 0 | 0 | 0
Local Economy | 6% | 1096080.6292 |  | -840000 | 168882.9174 | 164219.8525 | 159361.4838 | 154295.9333 | 149010.6176 | 143492.2056 | 137726.5742 | 131698.7605 | 125392.9118 | 48792.2323 | 111878.9265 | 104634.1396 | 97037.8939 | 89069.022 | 80705.0947 | 201655.4292 | 200212.6626 | 198766.2476 | 197315.9309 | 125861.4536 | 244878.1324 | 247836.9794 | 250838.3974 | 253882.9041 | 256971.0226 | 0 | 0 | 0 | 0 | 0
Outside Economy | 6% | 0 |  | 0 | 0 | 0 | 0 | 0 | 0 | 0 | 0 | 0 | 0 | 0 | 0 | 0 | 0 | 0 | 0 | 0 | 0 | 0 | 0 | 0 | 0 | 0 | 0 | 0 | 0 | 0 | 0 | 0 | 0 | 0
Cumulative - Local |  | 3204417.7255 |  | -840000 | -671117.0826 | -506897.2301 | -347535.7463 | -193239.813 | -44229.1954 | 99263.0102 | 236989.5844 | 368688.345 | 494081.2568 | 542873.4891 | 654752.4155 | 759386.5551 | 856424.449 | 945493.471 | 1026198.5658 | 1227853.9949 | 1428066.6575 | 1626832.9051 | 1824148.836 | 1950010.2895 | 2194888.422 | 2442725.4014 | 2693563.7988 | 2947446.7029 | 3204417.7255 | 3204417.7255 | 3204417.7255 | 3204417.7255 | 3204417.7255 | 3204417.7255
Cumulative - Outside |  | 0 |  | 0 | 0 | 0 | 0 | 0 | 0 | 0 | 0 | 0 | 0 | 0 | 0 | 0 | 0 | 0 | 0 | 0 | 0 | 0 | 0 | 0 | 0 | 0 | 0 | 0 | 0 | 0 | 0 | 0 | 0 | 0
Local Investment Risk (Debt + Equity) |  | 2100000
Outside Investment Risk (Debt + Equity) |  | 0
Note on E17: The MACRS establishes a set of class lives for various types of property, ranging from three to 50 years, over which the property may be depreciated. For solar, wind and geothermal property placed in service after 1986, the current MACRS property class is five years. Calc using half year convention, see IRS Publication 946, Appendeix A
Note on E18: If Non taxable entity use Straight line method, otherwise use MACRS